## Kosten Tool
CST |  |  |  | Natural Gas |  |  |  | PV (no TES, boiler) |  |  |  | TES
| from Cost Input | Used here | Unit |  | from Cost Input | Used here | Unit |  | from Cost Input | Used here | Unit |  | from Cost Input | Used here | Unit
Reference Quantitiy |  |  |  | Reference Quantitiy | 5 | 5 | MWth | Reference Quantitiy | 100 | 100 | MWp (gross) | Reference Quantitiy | 50 | 50 | MWh
Solar Field | 16.3 | 16.3 | MW | Reference Cost | 360 | 360 | $/kW | Reference Cost | 850 | 850 | $/kWp | Reference Cost | 85 | 85 | $/kWh
Solar Field (Refl. Area) | 26160 | 26160 | m² | EoS Coeff | 0.7 | 0.7 | - | EoS Coeff | 0.98 | 0.98 |  | EoS Coeff | 0.8 | 0.8
Steam Gen | 5.4 | 5.4 | MW
Backup Heater | 10 | 0 | MW | MW | Main equipment ($/kW) | Turnkey Costs ($/kW) | Relative | MWp (DC) |  | Turnkey Costs ($/kW) | Relative | MWh |  | Turnkey Costs ($/kWh) | Relative
Referrence Cost |  |  |  | 0.5 | 478.863 | 718.2944 | 199.5% | 0.5 |  | 945.0168 | 111.2% | 0.5 |  | 213.5103 | 251.2%
Solar Field | 610 | 610 | $/kW | 0.77 | 420.6831 | 631.0246 | 175.3% | 1 |  | 932.0065 | 109.6% | 1 |  | 185.8716 | 218.7%
Solar Field (Refl. Area)
Steam Gen | 60 | 60 | $/kW | 1.5 | 344.4093 | 516.6139 | 143.5% | 1.5 |  | 924.4791 | 108.8% | 2 |  | 161.8106 | 190.4%
Backup Heater | 200 | 200 | $/kW | 2 | 315.9317 | 473.8976 | 131.6% | 3 |  | 911.7515 | 107.3% | 3 |  | 149.2068 | 175.5%
EoS Coeff |  |  |  | 2.5 | 295.4747 | 443.212 | 123.1% | 4 |  | 906.5207 | 106.6% | 5 |  | 134.7159 | 158.5%
Solar Field EoS Coeff | 0.8 | 0.8 |  | 3 | 279.7473 | 419.6209 | 116.6% | 5 |  | 902.484 | 106.2% | 10 |  | 117.277 | 138%
Steam Gen EoS Coeff | 0.8 | 0.8 |  | 3.5 | 267.1049 | 400.6573 | 111.3% | 7.5 |  | 895.1951 | 105.3% | 15 |  | 108.1421 | 127.2%
Backup Heater EoS Coeff | 0.8 | 0.8 |  | 4 | 256.6163 | 384.9245 | 106.9% | 10 |  | 890.0593 | 104.7% | 20 |  | 102.0956 | 120.1%
|  |  |  | 4.5 | 247.7071 | 371.5607 | 103.2% | 12.5 |  | 886.0959 | 104.2% | 30 |  | 94.1431 | 110.8%
|  |  |  | 5 | 240 | 360 | 100% | 15 |  | 882.8707 | 103.9% | 40 |  | 88.8794 | 104.6%
|  |  |  | 6 | 227.2254 | 340.8381 | 94.68% | 20 |  | 877.8056 | 103.3% | 50 |  | 85 | 100%
|  |  |  | 7 | 216.9566 | 325.4349 | 90.4% | 30 |  | 870.716 | 102.4% | 75 |  | 78.3792 | 92.21%
|  |  |  | 8 | 208.4372 | 312.6558 | 86.85% | 40 |  | 865.7205 | 101.8% | 100 |  | 73.9968 | 87.06%
|  |  |  | 9 | 201.2007 | 301.8011 | 83.83% | 50 |  | 861.8656 | 101.4% | 125 |  | 70.767 | 83.26%
|  |  |  | 10 | 194.9406 | 292.4109 | 81.23% | 75 |  | 854.9047 | 100.6% | 150 |  | 68.233 | 80.27%
|  |  |  | 12 | 184.5644 | 276.8466 | 76.9% | 100 |  | 850 | 100% | 200 |  | 64.418 | 75.79%
|  |  |  | 15 | 172.6135 | 258.9203 | 71.92% | 125 |  | 846.215 | 99.55% | 250 |  | 61.6063 | 72.48%
|  |  |  | 19 | 160.7963 | 241.1945 | 67% | 150 |  | 843.135 | 99.19% | 300 |  | 59.4003 | 69.88%
|  |  |  | 26 | 146.3559 | 219.5339 | 60.98% | 240 |  | 835.2466 | 98.26% | 350 |  | 57.5969 | 67.76%
|  |  |  | 30 | 140.2058 | 210.3086 | 58.42% | 300 |  | 831.5273 | 97.83% | 400 |  | 56.0791 | 65.98%
1. Aggregiere annual Heat in GWh
2. Berechne neue m²
3. Berechne neuen spezifischen Kosten mit EoS
4. Berechne neue Gesamtkosten
5. Berechne neue turnkey Cost for Capex and Opex
6. Gebe neue Kosten in Optimierer

## Inputs
technology | Input | name | value | unit | EoS | Description
CST | INITIAL | initial_cst_solar_field | 50 | MW |  | Initial Value -> To be optimized (For EoS Cost Estimation)
CST | INITIAL | initial_cst_steam_generator | 20 | MW |  | Initial Value -> To be optimized (For EoS Cost Estimation)
TES | INITIAL | initial_tes_charge_power | 10 | MW |  | Initial Value -> To be optimized (For EoS Cost Estimation)
TES | INITIAL | initial_tes_capacity | 1500 | MWh |  | Initial Value -> To be optimized (For EoS Cost Estimation)
PPA | INITIAL | initial_ppa_power | 0 | MW |  | Initial Value -> To be optimized (For EoS Cost Estimation)
WIND | INITIAL | initial_wind_power | 10 | MW |  | Initial Value -> To be optimized (For EoS Cost Estimation)
PV | INITIAL | initial_pv_power | 10 | MW |  | Initial Value -> To be optimized (For EoS Cost Estimation)
ETES | INITIAL | initial_electric_heater_power | 20 | MW |  | Initial Value -> To be optimized (For EoS Cost Estimation)
ETES | INITIAL | initial_etes_charge_power | 15 | MW |  | Initial Value -> To be optimized (For EoS Cost Estimation)
ETES | INITIAL | initial_etes_capacity | 1500 | MWh |  | Initial Value -> To be optimized (For EoS Cost Estimation)
Backup Boiler | INITIAL | initial_backup_power | 20 | MW |  | Initial Value -> To be optimized (For EoS Cost Estimation)
CST | Input | cst_design_dni | 850 | W/m²
CST | Input | cst_total_efficiency | 0.7 | -
CST | Input | cst_sf_capacity | 16.3 | MW
CST | Input | cst_heat_output | 5.4 | MW
CST | Input | cst_backup_heater_capacity | 0 | MW
CST | Input | cst_annual_heat | 63.1 | GWh
CST | Input | cst_sf_cost_m2 | 380 | $/m² | 0.8
CST | Input | cst_site_prep | 0 | $/m² | 0.8
CST | Input | cst_HTF_cost | 0 | $/kW | 0.8
CST | Input | cst_steam_gen_cost | 60 | $/kW | 0.8
CST | Input | cst_backup_heater_cost | 200 | $/kW | 0.8
CST | Input | cst_EPC_contingencies | 5% | % | 0
CST | Input | cst_owner_cost | 5% | % | 0
CST | Input | cst_OM_variable | 0 | $/MWh
CST | Input | cst_OM_fixed | 2% | %
CST | Input | cst_annual_degradation | 0.15% | %
CST | Input | cst_backup_fuel | 0 | $/MWh
CST | Input | cst_governmental_subsidy | 30% | %
CST | calculated | cst_aperture_area | 27394.958 | m²
CST | calculated | cst_solar_multiple | 3.0185 | -
CST | calculated | cst_capex_site_prep | 0 | $
CST | calculated | cst_capex_sf | 10410084.0336 | $
CST | calculated | cst_capex_HTF | 0 | $
CST | calculated | cst_capex_steam_gen | 324000 | $
CST | calculated | cst_capex_backup_heater | 0 | $
CST | calculated | cst_capex_EPC | 536704.2017 | $
CST | calculated | cst_capex_owner_cost | 563539.4118 | $
CST | calculated | cst_total_capex | 11834327.6471 | $
CST | calculated | cst_OM_fixed | 236686.5529 | $
CST | calculated | cst_turnkey_cost_wo_steamgen | 720675.7178 | $/MW
CST | calculated | cst_turnkey_steamgen | 63000 | $/MW
CST | calculated | cst_OM_variable | 0 | $/MWh
CST | calculated | cst_annual_degradation | 9.465e-05 | $/MWh
CST | calculated | cst_turnkey_opex | 9.465e-05 | $/MWh
TES | Input | tes_capacity | 65 | MWh
TES | Input | tes_capacity_cost | 85 | $/kWh | 0.85
TES | Input | tes_power_in | 10 | MW
TES | Input | tes_power_out | 10 | MW
TES | Input | tes_power_cost | 1 | $/MW | 0.99
TES | Input | tes_T_in | 120 | °C
TES | Input | tes_T_out | 200 | °C
TES | Input | tes_T_heat_consumer | 170 | °C
TES | Input | tes_efficiency | 98% | %
TES | Input | tes_EPC | 5% | %
TES | Input | tes_owners_cost | 5% | %
TES | calculated | tes_capacity_FLH | 12.037 | h
TES | calculated | tes_capex | 5525000 | $
TES | calculated | tes_capex_epc | 276250 | $
TES | calculated | tes_capex_owners_cost | 290062.5 | $
TES | calculated | tes_turnkey_cost | 93712.5 | $/MWh
PV | Input | pv_peak_capacity | 100 | MW
PV | Input | pv_total_efficiency | 0.8333 |  |  | Auxiliary consumption & DC to AC
PV | Input | pv_ac_capacity | 83.33 |  |  | not used
PV | Input | pv_pv_land_use_factor |  | m²/kW |  | not used
PV | Input | pv_site_prep | 0 | $/kW | 0.99 | not used
PV | Input | pv_pv_modules | 0 | $/kW | 0.99 | not used
PV | Input | pv_AC_DC_modules | 0 | $/kW | 0.99 | not used
PV | Input | pv_turnkey_cost_Input | 850 | $/kW | 0.98 | Either all of above or use the turnkey
PV | Input | pv_EPC_contingencies | 2% | %
PV | Input | pv_owner_cost | 2% | %
PV | Input | pv_OM_variable | 0 | $/MWh
PV | Input | pv_OM_fixed | 2% | %
PV | calculated | pv_capex_site_prep | 0 | $
PV | calculated | pv_capex_pv_modules | 0 | $
PV | calculated | pv_capex_ac_dc_modules | 0 | $
PV | calculated | pv_capex_turnkey | 85000000 | $
PV | calculated | pv_capex_epc | 1700000 | $
PV | calculated | pv_capex_owner_cost | 34000 | $
PV | calculated | pv_total_capex | 86734000 | $
PV | calculated | pv_OM_fixed | 1734680 | $ |  | Wartungskosten, Betriebsführungskosten, Reparatur, Pacht, Versicherung
PV | calculated | pv_turnkey_cost | 884686.8 | $/MW
WIND | Input | wind_peak_capacity | 100 | MW
WIND | Input | wind_total_efficiency | 90% | %
WIND | Input | wind_land_use_factor | - | -
WIND | Input | wind_site_prep |  | $/MW
WIND | Input | wind_turnkey_cost | 1650 | $/kW | 0.9
WIND | Input | wind_epc_cost | 2% | %
WIND | Input | wind_owner_cost | 2% | %
WIND | Input | wind_OM_variable | - | $/MWh
WIND | Input | wind_OM_fixed | 5% | %
WIND | calculated | wind_capex_site_prep | - | $/m²
WIND | calculated | wind_capex_turnkey | 165000000 | $
WIND | calculated | wind_capex_EPC | 3300000 | $
WIND | calculated | wind_capex_owner_cost | 3366000 | $
WIND | calculated | wind_total_capex | 171666000 | $
WIND | calculated | wind_OM_fixed | 8250000 | $
WIND | calculated | wind_turnkey_cost | 1799160 | $/MW
ETES | Input | etes_capacity | 50 | MWh
ETES | Input | etes_power | 10 | MW
ETES | Input | etes_total_efficiency | 98% | %
ETES | Input | etes_max_discharge | 5 | MW
ETES | Input | etes_FLH | 10 | h
ETES | Input | etes_standing_losses | -
ETES | Input | etes_turnkey_cost | 85 | $/kWh | 0.8
ETES | Input | etes_power_cost | 260 | $/kW
ETES | Input | etes_epc_cost | 2% | %
ETES | Input | etes_owner_cost | 2% | %
ETES | Input | etes_OM_variable | - | $/MWh
ETES | Input | etes_OM_fixed | 1% | %
ETES | calculated | etes_capex_turnkey | 4250000 | $
ETES | calculated | etes_capex_EPC | 85000 | $
ETES | calculated | etes_capex_owner_cost | 1700 | $
ETES | calculated | etes_total_capex | 4336700 | $
ETES | calculated | etes_OM_fixed | 42500 | $
ETES | calculated | etes_turnkey_cost_tes | 87584 | $/MWh
Backup Boiler | Input | backup_power_output | 15 | MW
Backup Boiler | Input | backup_efficiency | 85% | %
Backup Boiler | Input | backup_main_machinery_cost | 240 | $/kW | 0.7
Backup Boiler | Input | backup_electric_IC_system_cost | 25% | % |  | % of MM
Backup Boiler | Input | backup_transport_installation_commissioning_cost | 25% | % |  | % of MM
Backup Boiler | Input | backup_epc_cost | 5% | % |  | % of capex
Backup Boiler | Input | backup_owners_cost | 5% | % |  | % of capex
Backup Boiler | Input | backup_OM_fixed | 4% | % |  | % of capex
Backup Boiler | Input | backup_OM_variable | 50 | $/MWh
Backup Boiler | Input | backup_annual_degradation | 0% | %
Backup Boiler | Input | backup_fuel_cost | 50 | $/MWh |  | $ / unburned fuel (mostly upper heating value)
Backup Boiler | calculated | backup_capex_MM | 3600000 | $
Backup Boiler | calculated | backup_capex_e_ic | 900000 | $ |  | electric & IC system_cost
Backup Boiler | calculated | backup_capex_t_i_c | 900000 | $ |  | backup_transport_installation_commissioning_cost
Backup Boiler | calculated | backup_capex_epc | 270000 | $
Backup Boiler | calculated | backup_capex_owners | 13500 | $
Backup Boiler | calculated | backup_total_capex | 5683500 | $
Backup Boiler | calculated | backup_OM_fixed | 227340 | $
Backup Boiler | calculated | backup_turnkey_cost | 394056 | $/MW

## Calculations
Initial Sizes for Optimization
Initial CST Solarfield capacity
CST 1 - Parabolic Trough |  |  | CST | INITIAL | initial_cst_solar_field | 50 | MW |  | Initial Value -> To be optimized (For EoS Cost Estimation)
Technical Data - CST 1 |  |  | CST | INITIAL | initial_cst_steam_generator | 20 | MW |  | Initial Value -> To be optimized (For EoS Cost Estimation)
Type / HTF | - |  | TES | INITIAL | initial_tes_charge_power | 10 | MW |  | Initial Value -> To be optimized (For EoS Cost Estimation)
Solar Field Capacity, thermal | MWth | 16.3 | TES | INITIAL | initial_tes_capacity | 1500 | MWh |  | Initial Value -> To be optimized (For EoS Cost Estimation)
Solar Field Size (refl. Area) | m² | 27394.958 | PPA | INITIAL | initial_ppa_power | 0 | MW |  | Initial Value -> To be optimized (For EoS Cost Estimation)
Solar Multiple | - | 3.0185 | WIND | INITIAL | initial_wind_power | 10 | MW |  | Initial Value -> To be optimized (For EoS Cost Estimation)
Total efficiency - optical & heat loss | % | 70% | PV | INITIAL | initial_pv_power | 10 | MW |  | Initial Value -> To be optimized (For EoS Cost Estimation)
Heat consumer power | MWth | 5.4 | ETES | INITIAL | initial_electric_heater_power | 20 | MW |  | Initial Value -> To be optimized (For EoS Cost Estimation)
T_HTF heat consumer | °C |  | ETES | INITIAL | initial_etes_charge_power | 15 | MW |  | Initial Value -> To be optimized (For EoS Cost Estimation)
[placeholder] | x |  | ETES | INITIAL | initial_etes_capacity | 1500 | MWh |  | Initial Value -> To be optimized (For EoS Cost Estimation)
[placeholder] | x |  | Backup Boiler | INITIAL | initial_backup_power | 20 | MW |  | Initial Value -> To be optimized (For EoS Cost Estimation)
Annual Generation - CST 1 |  |  | CST | Input | cst_design_dni | 850 | W/m²
Heat |  |  | CST | Input | cst_total_efficiency | 0.7 | -
Design DNI | W/m² | 850 | CST | Input | cst_sf_capacity | 16.3 | MW
|  |  | CST | Input | cst_heat_output | 5.4 | MW
Q th (used from receiver) | GWh | 63.1 | CST | Input | cst_backup_heater_capacity | 0 | MW
Q th - average over lifetime with deg. | GWh |  | CST | Input | cst_annual_heat | 63.1 | GWh
Q th fossil displaced (gas, HHV) | GWh |  | CST | Input | cst_sf_cost_m2 | 380 | $/m² | 0.8
Electricity |  |  | CST | Input | cst_site_prep | 0 | $/m² | 0.8
W parasitics total | GWh |  | CST | Input | cst_HTF_cost | 0 | $/kW | 0.8
W integrated heater p2h | GWh |  | CST | Input | cst_steam_gen_cost | 60 | $/kW | 0.8
Efficiencies |  |  | CST | Input | cst_backup_heater_cost | 200 | $/kW | 0.8
eta field | - |  | CST | Input | cst_EPC_contingencies | 5% | % | 0
eta rec | - |  | CST | Input | cst_owner_cost | 5% | % | 0
eta solar_to_heat | - |  | CST | Input | cst_OM_variable | 0 | $/MWh
Capacity factor (thermal) | - |  | CST | Input | cst_OM_fixed | 2% | %
Ground area | m² |  | CST | Input | cst_annual_degradation | 0.15% | %
|  |  | CST | Input | cst_backup_fuel | 0 | $/MWh
|  |  | CST | Input | cst_governmental_subsidy | 30% | %
|  |  | CST | calculated | cst_aperture_area | 27394.958 | m²
|  |  | CST | calculated | cst_solar_multiple | 3.0185 | -
|  |  | CST | calculated | cst_capex_site_prep | 0 | $
|  |  | CST | calculated | cst_capex_sf | 10410084.0336 | $
|  |  | CST | calculated | cst_capex_HTF | 0 | $
Specific investment cost - CST 1 |  |  | CST | calculated | cst_capex_steam_gen | 324000 | $
Site Preparation | $/m² |  | CST | calculated | cst_capex_backup_heater | 0 | $
Solar Field incl. BoP | $/m² |  | CST | calculated | cst_capex_EPC | 536704.2017 | $
HTF system | $/m² |  | CST | calculated | cst_capex_owner_cost | 563539.4118 | $
Solar Field incl. BoP (per thermal) | $/kW |  | CST | calculated | cst_total_capex | 11834327.6471 | $
HTF system | $/kW |  | CST | calculated | cst_OM_fixed | 236686.5529 | $
Steam generator / HX | $/kW |  | CST | calculated | cst_turnkey_cost_wo_steamgen | 720675.7178 | $/MW
TES Thermal Energy Storage | $/kWhth |  | CST | calculated | cst_turnkey_steamgen | 63000 | $/MW
Back Up Heater | $/kWth |  | CST | calculated | cst_OM_variable | 0 | $/MWh
EPC Margin / Contingencies | % of DC |  | CST | calculated | cst_annual_degradation | 9.465e-05 | $/MWh
Owner Additional Cost | % of EPC |  | CST | calculated | cst_turnkey_opex | 9.465e-05 | $/MWh
Turnkey cost (if available) | $/m² |  | TES | Input | tes_capacity | 65 | MWh
[placeholder] | x |  | TES | Input | tes_capital_cost | 85 | $/kWh | 0.85
Turnkey cost (comparision based on inputs) | $/kW |  | TES | Input | tes_T_in | 120 | °C
|  |  | TES | Input | tes_T_out | 200 | °C
CAPEX - CST 1 |  |  | TES | Input | tes_T_heat_consumer | 170 | °C
Total CAPEX | M $ |  | TES | Input | tes_efficiency | 98% | %
Site Preparation | M $ |  | TES | Input | tes_EPC | 5% | %
Solar Field incl. BoP | M $ |  | TES | Input | tes_owners_cost | 5% | %
HTF system | M $ |  | TES | calculated | tes_capacity_FLH | 12.037 | h
Steam generator / HX | M $ |  | TES | calculated | tes_capex | 5525000 | $
TES Thermal Energy Storage | M $ |  | TES | calculated | tes_capex_epc | 276250 | $
Back Up Heater | M $ |  | TES | calculated | tes_capex_owners_cost | 13812.5 | $
EPC Margin / Contingencies | M $ |  | TES | calculated | tes_turnkey_cost | 89462.5 | $/MWh
Owner Additional Cost | M $ |  | PV | Input | pv_peak_capacity | 100 | MW
Turnkey cost (if available) | M $ |  | PV | Input | pv_total_efficiency | 0.8333
[placeholder] | M $ |  | PV | Input | pv_ac_capacity | 83.33
Turnkey cost (comparision based on inputs) | M $ |  | PV | Input | pv_pv_land_use_factor |  | m²/kW
|  |  | PV | Input | pv_site_prep | 0 | $/kW
OPEX - CST 1 |  |  | PV | Input | pv_pv_modules | 0 | $/kW
O&M variable | $/MWh |  | PV | Input | pv_AC_DC_modules | 0 | $/kW
O&M fixed | % of CAPEX |  | PV | Input | pv_turnkey_cost_Input | 850 | $/kW |  | Either all of above or use the turnkey
Annual degradation (of net production) | % |  | PV | Input | pv_EPC_contingencies | 2% | %
O&M annual escalation | % |  | PV | Input | pv_owner_cost | 2% | %
Backup-heater fuel | $/MWh |  | PV | Input | pv_OM_variable | 0 | $/MWh
Government subsidy (paid after year 1) | % of CAPEX |  | PV | Input | pv_OM_fixed | 2% | %
[placeholder] | x |  | PV | Input | pv_auxiliary_consumption | 2.9% | %
[placeholder] | x |  | PV | calculated | pv_capex_site_prep | 0 | $
O&M total (average over lifetime, no O&M escalation) | M $ |  | PV | calculated | pv_capex_pv_modules | 0 | $
Annual fuel cost (year 1) | M $ |  | PV | calculated | pv_capex_ac_dc_modules | 0 | $
|  |  | PV | calculated | pv_capex_turnkey | 85000000 | $
|  |  | PV | calculated | pv_capex_epc | 1700000 | $
|  |  | PV | calculated | pv_capex_owner_cost | 34000 | $
|  |  | PV | calculated | pv_total_capex | 86734000 | $
|  |  | PV | calculated | pv_OM_fixed | 1734680 | $ |  | Wartungskosten, Betriebsführungskosten, Reparatur, Pacht, Versicherung
|  |  | PV | calculated | pv_turnkey_cost | 884686.8 | $/MW
|  |  | WIND | Input | wind_peak_capacity | 100 | MW
|  |  | WIND | Input | wind_total_efficiency | 90% | %
|  |  | WIND | Input | wind_land_use_factor | - | -
|  |  | WIND | Input | wind_site_prep |  | $/MW
|  |  | WIND | Input | wind_turnkey_cost | 1650 | $/kW
|  |  | WIND | Input | wind_epc_cost | 2% | %
|  |  | WIND | Input | wind_owner_cost | 2% | %
|  |  | WIND | Input | wind_OM_variable | - | $/MWh
|  |  | WIND | Input | wind_OM_fixed | 5% | %
|  |  | WIND | calculated | wind_capex_site_prep | - | $/m²
|  |  | WIND | calculated | wind_capex_turnkey | 165000000 | $
|  |  | WIND | calculated | wind_capex_EPC | 3300000 | $
|  |  | WIND | calculated | wind_capex_owner_cost | 66000 | $
|  |  | WIND | calculated | wind_total_capex | 168366000 | $
|  |  | WIND | calculated | wind_OM_fixed | 8250000 | $
|  |  | WIND | calculated | wind_turnkey_cost | 1766160 | $/MW
|  |  | ETES | Input | etes_capacity | 50 | MWh
|  |  | ETES | Input | etes_heater_power | 10 | MW
|  |  | ETES | Input | etes_total_efficiency | 98% | %
|  |  | ETES | Input | etes_max_discharge | 5 | MW
|  |  | ETES | Input | etes_FLH | 10 | h
|  |  | ETES | Input | etes_standing_losses | -
|  |  | ETES | Input | etes_turnkey_cost | 85 | $/kWh
|  |  | ETES | Input | etes_cost_heater | 260 | $/kW
|  |  | ETES | Input | etes_epc_cost | 2% | %
|  |  | ETES | Input | etes_owner_cost | 2% | %
|  |  | ETES | Input | etes_OM_variable | - | $/MWh
|  |  | ETES | Input | etes_OM_fixed | 1% | %
|  |  | ETES | calculated | etes_capex_turnkey | 4250000 | $
|  |  | ETES | calculated | etes_capex_EPC | 85000 | $
|  |  | ETES | calculated | etes_capex_owner_cost | 1700 | $
|  |  | ETES | calculated | etes_total_capex | 4336700 | $
|  |  | ETES | calculated | etes_OM_fixed | 42500 | $
|  |  | ETES | calculated | etes_turnkey_cost_tes | 87584 | $/MWh
|  |  | Backup Boiler | Input | backup_power_output | 15 | MW
|  |  | Backup Boiler | Input | backup_efficiency | 85% | %
|  |  | Backup Boiler | Input | backup_main_machinery_cost | 240 | $/kW
|  |  | Backup Boiler | Input | backup_electric_IC_system_cost | 25% | % |  | % of MM
|  |  | Backup Boiler | Input | backup_transport_installation_commissioning_cost | 25% | % |  | % of MM
|  |  | Backup Boiler | Input | backup_epc_cost | 5% | % |  | % of capex
|  |  | Backup Boiler | Input | backup_owners_cost | 5% | % |  | % of capex
|  |  | Backup Boiler | Input | backup_OM_fixed | 4% | % |  | % of capex
|  |  | Backup Boiler | Input | backup_OM_variable | 50 | $/MWh
|  |  | Backup Boiler | Input | backup_annual_degradation | 0% | %
|  |  | Backup Boiler | Input | backup_fuel_cost | 50 | $/MWh |  | $ / unburned fuel (mostly upper heating value)
|  |  | Backup Boiler | calculated | backup_capex_MM | 3600000 | $
|  |  | Backup Boiler | calculated | backup_capex_e_ic | 900000 | $ |  | electric & IC system_cost
|  |  | Backup Boiler | calculated | backup_capex_t_i_c | 900000 | $ |  | backup_transport_installation_commissioning_cost
|  |  | Backup Boiler | calculated | backup_capex_epc | 270000 | $
|  |  | Backup Boiler | calculated | backup_capex_owners | 13500 | $
|  |  | Backup Boiler | calculated | backup_total_capex | 5683500 | $
|  |  | Backup Boiler | calculated | backup_OM_fixed | 227340 | $
|  |  | Backup Boiler | calculated | backup_turnkey_cost | 394056 | $/MW
Note on A24: [Kommentarthread] Ihre Version von Excel gestattet Ihnen das Lesen dieses Kommentarthreads. Jegliche Bearbeitungen daran werden jedoch entfernt, wenn die Datei in einer neueren Version von Excel geöffnet wird. Weitere Informationen: https://go.microsoft.com/fwlink/?linkid=870924. Kommentar: linear approximation for average fits very well for small degradations <5%..

## TES
name | value | unit | EoS | Description
ref_tes_capacity | 65 | MWh
ref_tes_capital_cost | 85 | $ / kwh | 0.85
ref_tes_T_in | 120 | °C
ref_tes_T_out | 200 | °C
ref_tes_T_heat_consumer | 170 | °C
ref_tes_EPC | 5% | MWh
ref_tes_owners_cost | 5% | $/kWh
ref_tes_capacity_FLH | 12.037 | h
Capex
capex_tes | 5525000
capex_tes_epc | 276250
capex_tes_owners_cost | 290062.5
turnkey_cost | 93712.5

## PV
name | value | unit | EoS | Description
pv_peak_capacity | 100 | MW
pv_total_efficiency | 0.8333
pv_ac_capacity | 83.33
pv_pv_land_use_factor |  | m²/kW
pv_site_prep | 0 | $/kW
pv_pv_modules | 0 | $/kW
pv_AC_DC_modules | 0 | $/kW
pv_turnkey_cost | 850 | $/kW |  | Either all of above or use the turnkey
pv_EPC_contingencies | 2% | %
pv_owner_cost | 2% | %
pv_OM_variable | 0 | $/MWh
pv_OM_fixed | 2% | %
pv_auxiliary_consumption | 2.9% | %
CAPEX
capex_site_prep | 0 | $
capex_pv_modules | 0 | $
capex_ac_dc_modules | 0 | $
capex_turnkey | 85000000 | $
capex_EPC | 1700000 | $
capex_owner_cost | 34000 | $
total_capex | 86734000 | $
fixed_OM | 1734680 | $ |  | Wartungskosten, Betriebsführungskosten, Reparatur, Pacht, Versicherung
turnkey cost | 884686.8 | $/MW
Note on A33: [Kommentarthread] Ihre Version von Excel gestattet Ihnen das Lesen dieses Kommentarthreads. Jegliche Bearbeitungen daran werden jedoch entfernt, wenn die Datei in einer neueren Version von Excel geöffnet wird. Weitere Informationen: https://go.microsoft.com/fwlink/?linkid=870924. Kommentar: currently not used

## WIND
name | value | unit | EoS | Description
wind_peak_capacity | 100 | MW
wind_total_efficiency | 90 | %
wind_land_use_factor
wind_site_prep |  | $/MW
wind_turnkey_cost | 1650 | $/kW
wind_EPC_contingencies | 2% | %
wind_owner_cost | 2% | %
wind_OM_variable | 0 | $/MWh
wind_OM_fixed | 5% | %
CAPEX
capex_site_prep | 0
capex_turnkey | 165000000 | $
capex_EPC | 3300000 | $
capex_owner_cost | 66000 | $
total_capex | 168366000 | $
fixed_OM | 8250000 | $
turnkey cost | 1766160 | $/MW

## ETES
name | value | unit | EoS | Description
etes_capacity | 50 | MWh
etes_heater_power | 10 | MW
etes_total_efficiency | 98 | %
etes_max_discharge | 5
etes_FLH | 10 | h
etes_standing_losses
etes_turnkey_cost | 85 | $/kWh
etes_cost_heater | 260 | $/kW
etes_EPC_contingencies | 2% | %
etes_owner_cost | 2% | %
etes_OM_variable | 0 | $/MWh
etes_OM_fixed | 1% | %
CAPEX
capex_turnkey | 4250000 | $
capex_EPC | 85000 | $
capex_owner_cost | 1700 | $
total_capex | 4336700 | $
fixed_OM | 42500 | $
turnkey cost tes | 87584 | $/MWh

## BackUpBoiler
technisch
Wirkungsgrad | 0.85
Opex
var Bertriebskosten | 25 | €/MWh | Preis Erdgas
CO2 Preise DE | 35 | €/t_CO2

## buses
name
bus1
bus2
bus3
bus4
bus5
bus6
bus7

## carriers
name | co2_emissions
solar heat | 0
electric heat | 0
fossil heat | 200
heat | 0
electricity | 0

## generators
name | bus | p_nom_extendable | capital_cost | marginal_cost | carrier | efficiency | sign | p_nom | p_nom_min | p_nom_max | committable | start_up_cost
CST | bus1 | True | 720675.7178 | 9.465e-05 | solar heat | 1 | 1 | 50 | 0 | 999999 | False | 0
PV | bus3 | False | 884686.8 | #REF! | electricity | 1 | 1 | 10 | 0 | 99999 | False | 0
PPA | bus3 | False | 0 | 0 | electricity | 1 | 1 | 0 | 0 | 0 | False | 0
Wind | bus3 | False |  | #REF! | electricity | 1 | 1 | 10 | 0 | 99999 | False | 0
Backup | bus2 | True | 240000 | 4850 | fossil heat | 0.85 | 1 | 20 | 0 | 999999 | False | 0

## constraints
name | carrier_attribute | sense | constant
CO2_Limit | co2_emissions | > | 0

## links
name | bus0 | bus1 | efficiency | p_nom | p_nom_extendable | capital_cost
CST_direct | bus1 | bus3 | 1 | 20 | True | 0
TES_power_in | bus1 | bus2 | 1 | 10 | True | 0
TES_power_out | bus2 | bus3 | 1 | 10 | True | 0
CST_steam_generator | bus3 | bus7 | 1 | 20 | True | 0
ETES_electric_heater | bus4 | bus5 | 1 | 20 | True | 0
ETES_electric_heater_direct | bus5 | bus7 | 1 | 20 | True | 0
ETES_power_in | bus5 | bus6 | 1 | 15 | True | 0
ETES_power_out | bus6 | bus7 | 1 | 15 | True | 0

## loads
name | bus | p_set
Demand 1 | bus2 | 100

## stores
name | bus | name | bus | carrier | e_nom | e_nom_max | e_nom_extendable | p_set | capital_cost | e_initial
Speicher | bus2 | TES | bus2 | solar heat | 1500 | 999999 | True | 200 | 50000 | 1500
|  | ETES | bus6 | electric heat | 1500 | 999999 | False | 200 | 0 | 0

## generators-p_max_pu
snapshots | CST | PV | Wind
2023-01-01 | 0 | 0 | 0.14727
2023-01-01 01:00 | 0 | 0 | 0.062667
2023-01-01 02:00 | 0 | 0 | 0.0043
2023-01-01 03:00 | 0 | 0 | 0
2023-01-01 04:00 | 0 | 0 | 0
2023-01-01 05:00 | 0 | 0.060335 | 0
2023-01-01 06:00 | 0.057455 | 0.36332 | 0
2023-01-01 07:00 | 0.6136 | 0.66987 | 0
2023-01-01 08:00 | 0.80254 | 0.76756 | 0.062033
2023-01-01 09:00 | 0.78101 | 0.088344 | 0.11322
2023-01-01 10:00 | 0.9527 | 0.090709 | 0.14777
2023-01-01 11:00 | 0.9526 | 0.24663 | 0.29622
2023-01-01 12:00 | 0.95265 | 0.2357 | 0.4477
2023-01-01 13:00 | 0.95291 | 0.095748 | 0.37815
2023-01-01 14:00 | 0.93437 | 0.07265 | 0.25785
2023-01-01 15:00 | 0 | 0.036471 | 0.18835
2023-01-01 16:00 | 0.21001 | 0.10484 | 0.21978
2023-01-01 17:00 | 0 | 0.037229 | 0.23237
2023-01-01 18:00 | 0 | 0 | 0.25118
2023-01-01 19:00 | 0 | 0 | 0.32977
2023-01-01 20:00 | 0 | 0 | 0.391
2023-01-01 21:00 | 0 | 0 | 0.3437
2023-01-01 22:00 | 0 | 0 | 0.33083
2023-01-01 23:00 | 0 | 0 | 0.45767
2023-01-02 | 0 | 0 | 0.39047
2023-01-02 01:00 | 0 | 0 | 0.3111
2023-01-02 02:00 | 0 | 0 | 0.28377
2023-01-02 03:00 | 0 | 0 | 0.15338
2023-01-02 04:00 | 0 | 0 | 0.15083
2023-01-02 05:00 | 0 | 0.0099986 | 0.14575
2023-01-02 06:00 | 0.15377 | 0.050662 | 0.16715
2023-01-02 07:00 | 0.68899 | 0.031497 | 0.17457
2023-01-02 08:00 | 0.8584 | 0.018371 | 0.20248
2023-01-02 09:00 | 0.63956 | 0.070972 | 0.25655
2023-01-02 10:00 | 0.43714 | 0.071168 | 0.23813
2023-01-02 11:00 | 0.75473 | 0.14339 | 0.21195
2023-01-02 12:00 | 0.68093 | 0.14923 | 0.13935
2023-01-02 13:00 | 0 | 0.089142 | 0.086667
2023-01-02 14:00 | 0 | 0.028431 | 0.07375
2023-01-02 15:00 | 0 | 0.015522 | 0.0404
2023-01-02 16:00 | 0 | 0.02256 | 0.063417
2023-01-02 17:00 | 0 | 0.035388 | 0.14973
2023-01-02 18:00 | 0 | 0 | 0.29777
2023-01-02 19:00 | 0 | 0 | 0.42495
2023-01-02 20:00 | 0 | 0 | 0.3857
2023-01-02 21:00 | 0 | 0 | 0.3774
2023-01-02 22:00 | 0 | 0 | 0.42587
2023-01-02 23:00 | 0 | 0 | 0.45558
2023-01-03 | 0 | 0 | 0.66893
2023-01-03 01:00 | 0 | 0 | 0.81655
2023-01-03 02:00 | 0 | 0 | 0.76267
2023-01-03 03:00 | 0 | 0 | 0.71772
2023-01-03 04:00 | 0 | 0 | 0.55093
2023-01-03 05:00 | 0 | 0.0091788 | 0.49792
2023-01-03 06:00 | 0 | 0.035307 | 0.6696
2023-01-03 07:00 | 0 | 0.019019 | 0.82033
2023-01-03 08:00 | 0 | 0.022024 | 0.72317
2023-01-03 09:00 | 0 | 0.027266 | 0.75852
2023-01-03 10:00 | 0 | 0.067094 | 0.82097
2023-01-03 11:00 | 0.225 | 0.17609 | 0.93758
2023-01-03 12:00 | 0.36473 | 0.11586 | 0.99042
2023-01-03 13:00 | 0 | 0.10353 | 0.96303
2023-01-03 14:00 | 0 | 0.13222 | 0.8019
2023-01-03 15:00 | 0 | 0.024877 | 0.71857
2023-01-03 16:00 | 0 | 0.016401 | 0.606
2023-01-03 17:00 | 0 | 0.017087 | 0.59403
2023-01-03 18:00 | 0 | 0 | 0.65452
2023-01-03 19:00 | 0 | 0 | 0.77975
2023-01-03 20:00 | 0 | 0 | 0.7031
2023-01-03 21:00 | 0 | 0 | 0.73922
2023-01-03 22:00 | 0 | 0 | 0.82207
2023-01-03 23:00 | 0 | 0 | 0.8819
2023-01-04 | 0 | 0 | 0.94403
2023-01-04 01:00 | 0 | 0 | 0.9149
2023-01-04 02:00 | 0 | 0 | 0.93482
2023-01-04 03:00 | 0 | 0 | 0.89845
2023-01-04 04:00 | 0 | 0 | 0.89285
2023-01-04 05:00 | 0 | 0 | 0.87228
2023-01-04 06:00 | 0 | 0.0083743 | 0.89385
2023-01-04 07:00 | 0 | 0.0090175 | 0.9799
2023-01-04 08:00 | 0 | 0.016964 | 0.92405
2023-01-04 09:00 | 0.4664 | 0.027991 | 0.85602
2023-01-04 10:00 | 0.77517 | 0.090944 | 0.99535
2023-01-04 11:00 | 0.79995 | 0.15571 | 0.9997
2023-01-04 12:00 | 0.83341 | 0.18856 | 0.9928
2023-01-04 13:00 | 0.51979 | 0.24132 | 0.91767
2023-01-04 14:00 | 0.65348 | 0.19379 | 0.65
2023-01-04 15:00 | 0.67938 | 0.1417 | 0.58128
2023-01-04 16:00 | 0.51956 | 0.10293 | 0.44695
2023-01-04 17:00 | 0 | 0.087813 | 0.89762
2023-01-04 18:00 | 0 | 0.0050762 | 0.69668
2023-01-04 19:00 | 0 | 0 | 0.59438
2023-01-04 20:00 | 0 | 0 | 0.33405
2023-01-04 21:00 | 0 | 0 | 0.2446
2023-01-04 22:00 | 0 | 0 | 0.23128
2023-01-04 23:00 | 0 | 0 | 0.27978
2023-01-05 | 0 | 0 | 0.50893
2023-01-05 01:00 | 0 | 0 | 0.58438
2023-01-05 02:00 | 0 | 0 | 0.63992
2023-01-05 03:00 | 0 | 0 | 0.5967
2023-01-05 04:00 | 0 | 0 | 0.54467
2023-01-05 05:00 | 0 | 0.036303 | 0.66217
2023-01-05 06:00 | 0 | 0.098657 | 0.56055
2023-01-05 07:00 | 0.49811 | 0.17924 | 0.33958
2023-01-05 08:00 | 0.68279 | 0.244 | 0.21227
2023-01-05 09:00 | 0.78378 | 0.44334 | 0.22908
2023-01-05 10:00 | 0.84676 | 0.54993 | 0.14328
2023-01-05 11:00 | 0.88329 | 0.53127 | 0.14435
2023-01-05 12:00 | 0.72748 | 0.37236 | 0.11203
2023-01-05 13:00 | 0.23554 | 0.6219 | 0.067833
2023-01-05 14:00 | 0.35929 | 0.54509 | 0.029467
2023-01-05 15:00 | 0 | 0.075677 | 0.011133
2023-01-05 16:00 | 0 | 0.24502 | 0.00056667
2023-01-05 17:00 | 0 | 0.1378 | 0.0973
2023-01-05 18:00 | 0 | 0 | 0.31837
2023-01-05 19:00 | 0 | 0 | 0.50437
2023-01-05 20:00 | 0 | 0 | 0.30157
2023-01-05 21:00 | 0 | 0 | 0.25527
2023-01-05 22:00 | 0 | 0 | 0.405
2023-01-05 23:00 | 0 | 0 | 0.43573
2023-01-06 | 0 | 0 | 0.48075
2023-01-06 01:00 | 0 | 0 | 0.37432
2023-01-06 02:00 | 0 | 0 | 0.45682
2023-01-06 03:00 | 0 | 0 | 0.47893
2023-01-06 04:00 | 0 | 0 | 0.31692
2023-01-06 05:00 | 0 | 0.029483 | 0.37608
2023-01-06 06:00 | 0.029873 | 0.21143 | 0.45183
2023-01-06 07:00 | 0.50372 | 0.12364 | 0.43907
2023-01-06 08:00 | 0.71912 | 0.43618 | 0.33557
2023-01-06 09:00 | 0.60794 | 0.36435 | 0.45402
2023-01-06 10:00 | 0.92062 | 0.26656 | 0.49975
2023-01-06 11:00 | 0.95265 | 0.60983 | 0.43298
2023-01-06 12:00 | 0.95258 | 0.68921 | 0.3338
2023-01-06 13:00 | 0.953 | 0.49719 | 0.30607
2023-01-06 14:00 | 0.90114 | 0.22611 | 0.32228
2023-01-06 15:00 | 0.65348 | 0.059035 | 0.2927
2023-01-06 16:00 | 0 | 0.031491 | 0.33742
2023-01-06 17:00 | 0 | 0.058604 | 0.357
2023-01-06 18:00 | 0 | 0.0042707 | 0.27633
2023-01-06 19:00 | 0 | 0 | 0.22893
2023-01-06 20:00 | 0 | 0 | 0.17718
2023-01-06 21:00 | 0 | 0 | 0.24603
2023-01-06 22:00 | 0 | 0 | 0.28012
2023-01-06 23:00 | 0 | 0 | 0.41927
2023-01-07 | 0 | 0 | 0.30667
2023-01-07 01:00 | 0 | 0 | 0.23045
2023-01-07 02:00 | 0 | 0 | 0.1974
2023-01-07 03:00 | 0 | 0 | 0.19997
2023-01-07 04:00 | 0 | 0 | 0.23367
2023-01-07 05:00 | 0 | 0.036047 | 0.22273
2023-01-07 06:00 | 0.1076 | 0.21135 | 0.34248
2023-01-07 07:00 | 0.67103 | 0.40616 | 0.44383
2023-01-07 08:00 | 0.846 | 0.58754 | 0.47178
2023-01-07 09:00 | 0.92952 | 0.59865 | 0.2483
2023-01-07 10:00 | 0.95269 | 0.53935 | 0.10203
2023-01-07 11:00 | 0.95259 | 0.80121 | 0.09295
2023-01-07 12:00 | 0.95264 | 0.59444 | 0.092517
2023-01-07 13:00 | 0.95258 | 0.51574 | 0.098983
2023-01-07 14:00 | 0.62029 | 0.21022 | 0.089267
2023-01-07 15:00 | 0 | 0.030793 | 0.0692
2023-01-07 16:00 | 0 | 0.057162 | 0.058467
2023-01-07 17:00 | 0 | 0.034735 | 0.032783
2023-01-07 18:00 | 0 | 0 | 0
2023-01-07 19:00 | 0 | 0 | 0.0016167
2023-01-07 20:00 | 0 | 0 | 0
2023-01-07 21:00 | 0 | 0 | 0
2023-01-07 22:00 | 0 | 0 | 0
2023-01-07 23:00 | 0 | 0 | 0
2023-01-08 | 0 | 0 | 0.029117
2023-01-08 01:00 | 0 | 0 | 0.32425
2023-01-08 02:00 | 0 | 0 | 0.3802
2023-01-08 03:00 | 0 | 0 | 0.41927
2023-01-08 04:00 | 0 | 0 | 0.36335
2023-01-08 05:00 | 0 | 0.028703 | 0.18858
2023-01-08 06:00 | 0 | 0.2084 | 0.19915
2023-01-08 07:00 | 0.21377 | 0.38543 | 0.27923
2023-01-08 08:00 | 0.53745 | 0.6224 | 0.39593
2023-01-08 09:00 | 0.77859 | 0.3932 | 0.50322
2023-01-08 10:00 | 0.95258 | 0.39736 | 0.4092
2023-01-08 11:00 | 0.8831 | 0.63202 | 0.34483
2023-01-08 12:00 | 0.95272 | 0.5276 | 0.282
2023-01-08 13:00 | 0.95253 | 0.39234 | 0.22897
2023-01-08 14:00 | 0.7761 | 0.34611 | 0.20737
2023-01-08 15:00 | 0.82829 | 0.17802 | 0.304
2023-01-08 16:00 | 0 | 0.13465 | 0.32248
2023-01-08 17:00 | 0 | 0.11382 | 0.30587
2023-01-08 18:00 | 0 | 0.0058668 | 0.11577
2023-01-08 19:00 | 0 | 0 | 0.62183
2023-01-08 20:00 | 0 | 0 | 0.56248
2023-01-08 21:00 | 0 | 0 | 0.73278
2023-01-08 22:00 | 0 | 0 | 0.95428
2023-01-08 23:00 | 0 | 0 | 0.9902
2023-01-09 | 0 | 0 | 0.98512
2023-01-09 01:00 | 0 | 0 | 0.97168
2023-01-09 02:00 | 0 | 0 | 0.94142
2023-01-09 03:00 | 0 | 0 | 0.92588
2023-01-09 04:00 | 0 | 0 | 0.91288
2023-01-09 05:00 | 0 | 0.029795 | 0.91305
2023-01-09 06:00 | 0.14838 | 0.079241 | 0.89858
2023-01-09 07:00 | 0.69747 | 0.34125 | 0.88382
2023-01-09 08:00 | 0.86954 | 0.64252 | 0.52033
2023-01-09 09:00 | 0.94998 | 0.67229 | 0.4642
2023-01-09 10:00 | 0.95061 | 0.72044 | 0.43845
2023-01-09 11:00 | 0.95082 | 0.7557 | 0.45123
2023-01-09 12:00 | 0.95108 | 0.65751 | 0.49447
2023-01-09 13:00 | 0.95126 | 0.33297 | 0.47778
2023-01-09 14:00 | 0.50692 | 0.066738 | 0.40712
2023-01-09 15:00 | 0 | 0.10075 | 0.34112
2023-01-09 16:00 | 0 | 0.12003 | 0.52037
2023-01-09 17:00 | 0 | 0.067479 | 0.37197
2023-01-09 18:00 | 0 | 0 | 0.19332
2023-01-09 19:00 | 0 | 0 | 0.50427
2023-01-09 20:00 | 0 | 0 | 0.48872
2023-01-09 21:00 | 0 | 0 | 0.43122
2023-01-09 22:00 | 0 | 0 | 0.5519
2023-01-09 23:00 | 0 | 0 | 0.60672
2023-01-10 | 0 | 0 | 0.59437
2023-01-10 01:00 | 0 | 0 | 0.51078
2023-01-10 02:00 | 0 | 0 | 0.38935
2023-01-10 03:00 | 0 | 0 | 0.46425
2023-01-10 04:00 | 0 | 0 | 0.6369
2023-01-10 05:00 | 0 | 0.018338 | 0.81563
2023-01-10 06:00 | 0.15571 | 0.12874 | 0.79335
2023-01-10 07:00 | 0.7237 | 0.38202 | 0.87402
2023-01-10 08:00 | 0.90233 | 0.57671 | 0.427
2023-01-10 09:00 | 0.94988 | 0.3125 | 0.65437
2023-01-10 10:00 | 0.92327 | 0.29041 | 0.66947
2023-01-10 11:00 | 0.94989 | 0.51731 | 0.5606
2023-01-10 12:00 | 0.9502 | 0.56788 | 0.50283
2023-01-10 13:00 | 0.87685 | 0.54811 | 0.51587
2023-01-10 14:00 | 0.5328 | 0.45246 | 0.56807
2023-01-10 15:00 | 0 | 0.40997 | 0.61347
2023-01-10 16:00 | 0 | 0.55399 | 0.6096
2023-01-10 17:00 | 0 | 0.2127 | 0.6416
2023-01-10 18:00 | 0 | 0.0069797 | 0.64305
2023-01-10 19:00 | 0 | 0 | 0.54698
2023-01-10 20:00 | 0 | 0 | 0.3075
2023-01-10 21:00 | 0 | 0 | 0.32035
2023-01-10 22:00 | 0 | 0 | 0.38718
2023-01-10 23:00 | 0 | 0 | 0.45422
2023-01-11 | 0 | 0 | 0.54757
2023-01-11 01:00 | 0 | 0 | 0.626
2023-01-11 02:00 | 0 | 0 | 0.66707
2023-01-11 03:00 | 0 | 0 | 0.71932
2023-01-11 04:00 | 0 | 0 | 0.76548
2023-01-11 05:00 | 0 | 0.039544 | 0.85405
2023-01-11 06:00 | 0.14937 | 0.24327 | 0.9012
2023-01-11 07:00 | 0.70792 | 0.44085 | 0.90312
2023-01-11 08:00 | 0.88725 | 0.65274 | 0.51788
2023-01-11 09:00 | 0.9505 | 0.65869 | 0.65398
2023-01-11 10:00 | 0.95059 | 0.75288 | 0.87062
2023-01-11 11:00 | 0.9508 | 0.71061 | 0.93618
2023-01-11 12:00 | 0.95106 | 0.76948 | 0.9389
2023-01-11 13:00 | 0.95124 | 0.7865 | 0.90172
2023-01-11 14:00 | 0.4746 | 0.78689 | 0.84668
2023-01-11 15:00 | 0 | 0.52931 | 0.81903
2023-01-11 16:00 | 0 | 0.55281 | 0.82338
2023-01-11 17:00 | 0 | 0.22342 | 0.80355
2023-01-11 18:00 | 0 | 0.0075417 | 0.74115
2023-01-11 19:00 | 0 | 0 | 0.60497
2023-01-11 20:00 | 0 | 0 | 0.22305
2023-01-11 21:00 | 0 | 0 | 0.36718
2023-01-11 22:00 | 0 | 0 | 0.63312
2023-01-11 23:00 | 0 | 0 | 0.8184
2023-01-12 | 0 | 0 | 0.83697
2023-01-12 01:00 | 0 | 0 | 0.83252
2023-01-12 02:00 | 0 | 0 | 0.79817
2023-01-12 03:00 | 0 | 0 | 0.7561
2023-01-12 04:00 | 0 | 0 | 0.77395
2023-01-12 05:00 | 0 | 0.044605 | 0.806
2023-01-12 06:00 | 0.12887 | 0.35023 | 0.8874
2023-01-12 07:00 | 0.67614 | 0.62165 | 0.9696
2023-01-12 08:00 | 0.85328 | 0.61068 | 0.63748
2023-01-12 09:00 | 0.93761 | 0.83543 | 0.7385
2023-01-12 10:00 | 0.9514 | 0.86058 | 0.85537
2023-01-12 11:00 | 0.95159 | 0.83137 | 0.99212
2023-01-12 12:00 | 0.95272 | 0.78583 | 0.99402
2023-01-12 13:00 | 0.95262 | 0.77682 | 0.98577
2023-01-12 14:00 | 0.57625 | 0.64797 | 0.97617
2023-01-12 15:00 | 0 | 0.55976 | 0.99137
2023-01-12 16:00 | 0 | 0.56499 | 0.99787
2023-01-12 17:00 | 0 | 0.23356 | 0.99832
2023-01-12 18:00 | 0 | 0.0079074 | 0.99217
2023-01-12 19:00 | 0 | 0 | 0.9912
2023-01-12 20:00 | 0 | 0 | 0.87345
2023-01-12 21:00 | 0 | 0 | 0.8987
2023-01-12 22:00 | 0 | 0 | 0.96187
2023-01-12 23:00 | 0 | 0 | 0.98143
2023-01-13 | 0 | 0 | 0.97245
2023-01-13 01:00 | 0 | 0 | 0.95078
2023-01-13 02:00 | 0 | 0 | 0.92365
2023-01-13 03:00 | 0 | 0 | 0.90017
2023-01-13 04:00 | 0 | 0 | 0.90388
2023-01-13 05:00 | 0 | 0.039772 | 0.91242
2023-01-13 06:00 | 0.11337 | 0.16356 | 0.89883
2023-01-13 07:00 | 0.65929 | 0.17006 | 0.88668
2023-01-13 08:00 | 0.8375 | 0.17353 | 0.60287
2023-01-13 09:00 | 0.92508 | 0.21245 | 0.791
2023-01-13 10:00 | 0.94936 | 0.23307 | 0.9944
2023-01-13 11:00 | 0.94937 | 0.24494 | 0.99975
2023-01-13 12:00 | 0.94951 | 0.23097 | 0.99732
2023-01-13 13:00 | 0.84206 | 0.083928 | 0.99455
2023-01-13 14:00 | 0.73602 | 0.16672 | 0.99905
2023-01-13 15:00 | 0 | 0.090983 | 1
2023-01-13 16:00 | 0 | 0.12765 | 1
2023-01-13 17:00 | 0 | 0.097411 | 0.99972
2023-01-13 18:00 | 0 | 0.0054779 | 0.99977
2023-01-13 19:00 | 0 | 0 | 1
2023-01-13 20:00 | 0 | 0 | 1
2023-01-13 21:00 | 0 | 0 | 1
2023-01-13 22:00 | 0 | 0 | 1
2023-01-13 23:00 | 0 | 0 | 1
2023-01-14 | 0 | 0 | 1
2023-01-14 01:00 | 0 | 0 | 1
2023-01-14 02:00 | 0 | 0 | 1
2023-01-14 03:00 | 0 | 0 | 1
2023-01-14 04:00 | 0 | 0 | 1
2023-01-14 05:00 | 0 | 0.034234 | 1
2023-01-14 06:00 | 0 | 0.057821 | 1
2023-01-14 07:00 | 0 | 0.053796 | 1
2023-01-14 08:00 | 0.37277 | 0.072956 | 1
2023-01-14 09:00 | 0.66421 | 0.21114 | 0.99987
2023-01-14 10:00 | 0.65368 | 0.16975 | 1
2023-01-14 11:00 | 0.55558 | 0.3041 | 1
2023-01-14 12:00 | 0.9485 | 0.29249 | 1
2023-01-14 13:00 | 0.74908 | 0.2012 | 1
2023-01-14 14:00 | 0.64642 | 0.24405 | 1
2023-01-14 15:00 | 0.25391 | 0.45798 | 0.99813
2023-01-14 16:00 | 0 | 0.35318 | 0.99355
2023-01-14 17:00 | 0.078983 | 0.082778 | 0.96847
2023-01-14 18:00 | 0 | 0 | 0.80965
2023-01-14 19:00 | 0 | 0 | 0.86002
2023-01-14 20:00 | 0 | 0 | 0.71323
2023-01-14 21:00 | 0 | 0 | 0.78887
2023-01-14 22:00 | 0 | 0 | 0.97573
2023-01-14 23:00 | 0 | 0 | 0.99478
2023-01-15 | 0 | 0 | 0.9983
2023-01-15 01:00 | 0 | 0 | 0.99972
2023-01-15 02:00 | 0 | 0 | 0.99567
2023-01-15 03:00 | 0 | 0 | 0.96585
2023-01-15 04:00 | 0 | 0 | 0.92783
2023-01-15 05:00 | 0 | 0.033942 | 0.87645
2023-01-15 06:00 | 0.10586 | 0.28854 | 0.84087
2023-01-15 07:00 | 0.65214 | 0.45666 | 0.80422
2023-01-15 08:00 | 0.83341 | 0.58454 | 0.5028
2023-01-15 09:00 | 0.92436 | 0.65823 | 0.45728
2023-01-15 10:00 | 0.95039 | 0.81745 | 0.32348
2023-01-15 11:00 | 0.91827 | 0.85253 | 0.27097
2023-01-15 12:00 | 0.65125 | 0.87108 | 0.27418
2023-01-15 13:00 | 0.69126 | 0.89306 | 0.25932
2023-01-15 14:00 | 0.39726 | 0.85812 | 0.25967
2023-01-15 15:00 | 0.84388 | 0.72372 | 0.28637
2023-01-15 16:00 | 0.28522 | 0.54049 | 0.26467
2023-01-15 17:00 | 0 | 0.16906 | 0.29332
2023-01-15 18:00 | 0 | 0.0051132 | 0.1786
2023-01-15 19:00 | 0 | 0 | 0.054333
2023-01-15 20:00 | 0 | 0 | 0.067217
2023-01-15 21:00 | 0 | 0 | 0.1161
2023-01-15 22:00 | 0 | 0 | 0.095183
2023-01-15 23:00 | 0 | 0 | 0.11397
2023-01-16 | 0 | 0 | 0.23175
2023-01-16 01:00 | 0 | 0 | 0.35273
2023-01-16 02:00 | 0 | 0 | 0.24913
2023-01-16 03:00 | 0 | 0 | 0.11527
2023-01-16 04:00 | 0 | 0 | 0.034367
2023-01-16 05:00 | 0 | 0.017941 | 0.012717
2023-01-16 06:00 | 0 | 0.11976 | 0.042267
2023-01-16 07:00 | 0.52953 | 0.5136 | 0.05415
2023-01-16 08:00 | 0.82354 | 0.73013 | 0.049133
2023-01-16 09:00 | 0.85518 | 0.85751 | 0.032267
2023-01-16 10:00 | 0.94909 | 0.80053 | 0.042467
2023-01-16 11:00 | 0.94915 | 0.7114 | 0.067833
2023-01-16 12:00 | 0.70633 | 0.67308 | 0.087833
2023-01-16 13:00 | 0.46978 | 0.76873 | 0.066217
2023-01-16 14:00 | 0 | 0.84124 | 0.0050833
2023-01-16 15:00 | 0 | 0.676 | 0
2023-01-16 16:00 | 0 | 0.30739 | 0
2023-01-16 17:00 | 0 | 0.037336 | 0
2023-01-16 18:00 | 0 | 0 | 0
2023-01-16 19:00 | 0 | 0 | 0
2023-01-16 20:00 | 0 | 0 | 0.023617
2023-01-16 21:00 | 0 | 0 | 0.053067
2023-01-16 22:00 | 0 | 0 | 0.0808
2023-01-16 23:00 | 0 | 0 | 0.08915
2023-01-17 | 0 | 0 | 0.15823
2023-01-17 01:00 | 0 | 0 | 0.092317
2023-01-17 02:00 | 0 | 0 | 0.00765
2023-01-17 03:00 | 0 | 0 | 0
2023-01-17 04:00 | 0 | 0 | 0
2023-01-17 05:00 | 0 | 0.028042 | 0
2023-01-17 06:00 | 0 | 0.18261 | 0
2023-01-17 07:00 | 0.17252 | 0.36823 | 0.025317
2023-01-17 08:00 | 0 | 0.73152 | 0.084067
2023-01-17 09:00 | 0.29523 | 0.88045 | 0.11728
2023-01-17 10:00 | 0.8028 | 0.90061 | 0.20815
2023-01-17 11:00 | 0.94941 | 0.90061 | 0.21967
2023-01-17 12:00 | 0.53177 | 0.89954 | 0.086733
2023-01-17 13:00 | 0.45392 | 0.85933 | 0.0383
2023-01-17 14:00 | 0 | 0.75652 | 0.049583
2023-01-17 15:00 | 0.044005 | 0.63679 | 0.098683
2023-01-17 16:00 | 0 | 0.38654 | 0.091483
2023-01-17 17:00 | 0 | 0.11249 | 0.082967
2023-01-17 18:00 | 0 | 0 | 0.051867
2023-01-17 19:00 | 0 | 0 | 0.035017
2023-01-17 20:00 | 0 | 0 | 0.036967
2023-01-17 21:00 | 0 | 0 | 0.10378
2023-01-17 22:00 | 0 | 0 | 0.18233
2023-01-17 23:00 | 0 | 0 | 0.17655
2023-01-18 | 0 | 0 | 0.091267
2023-01-18 01:00 | 0 | 0 | 0.04605
2023-01-18 02:00 | 0 | 0 | 0.016417
2023-01-18 03:00 | 0 | 0 | 0.0012833
2023-01-18 04:00 | 0 | 0 | 0
2023-01-18 05:00 | 0 | 0.032472 | 0
2023-01-18 06:00 | 0.10661 | 0.27296 | 0
2023-01-18 07:00 | 0.66646 | 0.65164 | 0.0074667
2023-01-18 08:00 | 0.85223 | 0.80851 | 0
2023-01-18 09:00 | 0.94158 | 0.81457 | 0
2023-01-18 10:00 | 0.95259 | 0.83066 | 0
2023-01-18 11:00 | 0.95265 | 0.84206 | 0
2023-01-18 12:00 | 0.95273 | 0.73077 | 0.011933
2023-01-18 13:00 | 0.74444 | 0.6187 | 0.029267
2023-01-18 14:00 | 0.94472 | 0.26029 | 0.044333
2023-01-18 15:00 | 0 | 0.42094 | 0.066133
2023-01-18 16:00 | 0.15975 | 0.086898 | 0.095733
2023-01-18 17:00 | 0 | 0.035246 | 0.06675
2023-01-18 18:00 | 0 | 0 | 0.035967
2023-01-18 19:00 | 0 | 0 | 0.018167
2023-01-18 20:00 | 0 | 0 | 0.10292
2023-01-18 21:00 | 0 | 0 | 0.10288
2023-01-18 22:00 | 0 | 0 | 0.16418
2023-01-18 23:00 | 0 | 0 | 0.17507
2023-01-19 | 0 | 0 | 0.18028
2023-01-19 01:00 | 0 | 0 | 0.16145
2023-01-19 02:00 | 0 | 0 | 0.17732
2023-01-19 03:00 | 0 | 0 | 0.1334
2023-01-19 04:00 | 0 | 0 | 0.11508
2023-01-19 05:00 | 0 | 0.0093159 | 0.11113
2023-01-19 06:00 | 0.054443 | 0.094733 | 0.097367
2023-01-19 07:00 | 0.60054 | 0.33867 | 0.11042
2023-01-19 08:00 | 0.78811 | 0.4385 | 0.10753
2023-01-19 09:00 | 0.88379 | 0.62511 | 0.2718
2023-01-19 10:00 | 0.94214 | 0.30414 | 0.35358
2023-01-19 11:00 | 0.93133 | 0.089697 | 0.22948
2023-01-19 12:00 | 0.92285 | 0.033891 | 0.26668
2023-01-19 13:00 | 0.66871 | 0.02841 | 0.25837
2023-01-19 14:00 | 0.68 | 0.025442 | 0.54597
2023-01-19 15:00 | 0.49689 | 0.13135 | 0.49393
2023-01-19 16:00 | 0 | 0.081421 | 0.13245
2023-01-19 17:00 | 0 | 0.041631 | 0.047117
2023-01-19 18:00 | 0 | 0 | 0.0015
2023-01-19 19:00 | 0 | 0 | 0.080217
2023-01-19 20:00 | 0 | 0 | 0.15385
2023-01-19 21:00 | 0 | 0 | 0.28898
2023-01-19 22:00 | 0 | 0 | 0.2129
2023-01-19 23:00 | 0 | 0 | 0.17983
2023-01-20 | 0 | 0 | 0.17358
2023-01-20 01:00 | 0 | 0 | 0.18197
2023-01-20 02:00 | 0 | 0 | 0.17585
2023-01-20 03:00 | 0 | 0 | 0.21007
2023-01-20 04:00 | 0 | 0 | 0.19873
2023-01-20 05:00 | 0 | 0.029401 | 0.17663
2023-01-20 06:00 | 0.05361 | 0.16145 | 0.163
2023-01-20 07:00 | 0.60495 | 0.53558 | 0.15367
2023-01-20 08:00 | 0.79629 | 0.73387 | 0.098783
2023-01-20 09:00 | 0.89196 | 0.85025 | 0.0893
2023-01-20 10:00 | 0.94992 | 0.77439 | 0.1253
2023-01-20 11:00 | 0.95084 | 0.77952 | 0.10995
2023-01-20 12:00 | 0.95073 | 0.52365 | 0.12632
2023-01-20 13:00 | 0.84104 | 0.54459 | 0.090767
2023-01-20 14:00 | 0.7094 | 0.16639 | 0.071917
2023-01-20 15:00 | 0.23054 | 0.37568 | 0.0515
2023-01-20 16:00 | 0 | 0.37521 | 0
2023-01-20 17:00 | 0 | 0.17346 | 0.0013
2023-01-20 18:00 | 0 | 0.0065734 | 0
2023-01-20 19:00 | 0 | 0 | 0.18473
2023-01-20 20:00 | 0 | 0 | 0.21267
2023-01-20 21:00 | 0 | 0 | 0.25103
2023-01-20 22:00 | 0 | 0 | 0.27048
2023-01-20 23:00 | 0 | 0 | 0.26408
2023-01-21 | 0 | 0 | 0.20865
2023-01-21 01:00 | 0 | 0 | 0.27568
2023-01-21 02:00 | 0 | 0 | 0.28897
2023-01-21 03:00 | 0 | 0 | 0.26172
2023-01-21 04:00 | 0 | 0 | 0.26305
2023-01-21 05:00 | 0 | 0.015917 | 0.1989
2023-01-21 06:00 | 0.083827 | 0.074729 | 0.1496
2023-01-21 07:00 | 0.64104 | 0.46264 | 0.0978
2023-01-21 08:00 | 0.82557 | 0.62244 | 0.11918
2023-01-21 09:00 | 0.92239 | 0.52372 | 0.2753
2023-01-21 10:00 | 0.94992 | 0.27542 | 0.22592
2023-01-21 11:00 | 0.94988 | 0.38629 | 0.1883
2023-01-21 12:00 | 0.74211 | 0.19012 | 0.24058
2023-01-21 13:00 | 0.51729 | 0.041638 | 0.18372
2023-01-21 14:00 | 0.6473 | 0.020798 | 0.32353
2023-01-21 15:00 | 0 | 0.018719 | 0.17413
2023-01-21 16:00 | 0 | 0.0314 | 0.051217
2023-01-21 17:00 | 0 | 0.037625 | 0.06355
2023-01-21 18:00 | 0 | 0 | 0.0813
2023-01-21 19:00 | 0 | 0 | 0.15408
2023-01-21 20:00 | 0 | 0 | 0.23623
2023-01-21 21:00 | 0 | 0 | 0.21902
2023-01-21 22:00 | 0 | 0 | 0.23253
2023-01-21 23:00 | 0 | 0 | 0.19708
2023-01-22 | 0 | 0 | 0.22318
2023-01-22 01:00 | 0 | 0 | 0.27097
2023-01-22 02:00 | 0 | 0 | 0.28137
2023-01-22 03:00 | 0 | 0 | 0.33837
2023-01-22 04:00 | 0 | 0 | 0.29578
2023-01-22 05:00 | 0 | 0.026232 | 0.22482
2023-01-22 06:00 | 0 | 0.23849 | 0.17365
2023-01-22 07:00 | 0.30525 | 0.41994 | 0.13733
2023-01-22 08:00 | 0.78993 | 0.57646 | 0.05865
2023-01-22 09:00 | 0.90167 | 0.43686 | 0.11442
2023-01-22 10:00 | 0.94883 | 0.58462 | 0.14452
2023-01-22 11:00 | 0.94894 | 0.50801 | 0.19788
2023-01-22 12:00 | 0.94921 | 0.59131 | 0.22138
2023-01-22 13:00 | 0.48851 | 0.53447 | 0.15548
2023-01-22 14:00 | 0 | 0.11425 | 0.14033
2023-01-22 15:00 | 0 | 0.041688 | 0.1003
2023-01-22 16:00 | 0 | 0.08959 | 0.11435
2023-01-22 17:00 | 0 | 0.068722 | 0.071833
2023-01-22 18:00 | 0 | 0.0042974 | 0
2023-01-22 19:00 | 0 | 0 | 0.0385
2023-01-22 20:00 | 0 | 0 | 0.10223
2023-01-22 21:00 | 0 | 0 | 0.22732
2023-01-22 22:00 | 0 | 0 | 0.25067
2023-01-22 23:00 | 0 | 0 | 0.22033
2023-01-23 | 0 | 0 | 0.26215
2023-01-23 01:00 | 0 | 0 | 0.31948
2023-01-23 02:00 | 0 | 0 | 0.28683
2023-01-23 03:00 | 0 | 0 | 0.31588
2023-01-23 04:00 | 0 | 0 | 0.30558
2023-01-23 05:00 | 0 | 0.027276 | 0.20972
2023-01-23 06:00 | 0 | 0.28482 | 0.15188
2023-01-23 07:00 | 0 | 0.65125 | 0.13535
2023-01-23 08:00 | 0 | 0.7542 | 0.09385
2023-01-23 09:00 | 0 | 0.69843 | 0.10307
2023-01-23 10:00 | 0 | 0.76524 | 0.10812
2023-01-23 11:00 | 0 | 0.71538 | 0.07655
2023-01-23 12:00 | 0 | 0.68066 | 0.02615
2023-01-23 13:00 | 0.25368 | 0.51741 | 0
2023-01-23 14:00 | 0 | 0.42393 | 0
2023-01-23 15:00 | 0 | 0.2345 | 0
2023-01-23 16:00 | 0 | 0.057774 | 0.015033
2023-01-23 17:00 | 0 | 0.04781 | 0.097
2023-01-23 18:00 | 0 | 0 | 0.22942
2023-01-23 19:00 | 0 | 0 | 0.16375
2023-01-23 20:00 | 0 | 0 | 0.25502
2023-01-23 21:00 | 0 | 0 | 0.1848
2023-01-23 22:00 | 0 | 0 | 0.24287
2023-01-23 23:00 | 0 | 0 | 0.30135
2023-01-24 | 0 | 0 | 0.25903
2023-01-24 01:00 | 0 | 0 | 0.22203
2023-01-24 02:00 | 0 | 0 | 0.18
2023-01-24 03:00 | 0 | 0 | 0.16632
2023-01-24 04:00 | 0 | 0 | 0.1747
2023-01-24 05:00 | 0 | 0.00599 | 0.15683
2023-01-24 06:00 | 0 | 0.057724 | 0.12767
2023-01-24 07:00 | 0 | 0.12295 | 0.069533
2023-01-24 08:00 | 0.10667 | 0.35305 | 0.034267
2023-01-24 09:00 | 0.7178 | 0.56585 | 0.061817
2023-01-24 10:00 | 0.77395 | 0.67838 | 0.09115
2023-01-24 11:00 | 0.66726 | 0.56043 | 0.042667
2023-01-24 12:00 | 0.64732 | 0.40655 | 0.083417
2023-01-24 13:00 | 0.69387 | 0.20655 | 0.06255
2023-01-24 14:00 | 0.63349 | 0.056118 | 0.061233
2023-01-24 15:00 | 0.28061 | 0.014691 | 0.074983
2023-01-24 16:00 | 0 | 0.026722 | 0.17305
2023-01-24 17:00 | 0 | 0.02937 | 0.20343
2023-01-24 18:00 | 0 | 0 | 0.15283
2023-01-24 19:00 | 0 | 0 | 0.32563
2023-01-24 20:00 | 0 | 0 | 0.20333
2023-01-24 21:00 | 0 | 0 | 0.10228
2023-01-24 22:00 | 0 | 0 | 0.080483
2023-01-24 23:00 | 0 | 0 | 0.098683
2023-01-25 | 0 | 0 | 0.10812
2023-01-25 01:00 | 0 | 0 | 0.09575
2023-01-25 02:00 | 0 | 0 | 0.084983
2023-01-25 03:00 | 0 | 0 | 0.074717
2023-01-25 04:00 | 0 | 0 | 0.05465
2023-01-25 05:00 | 0 | 0.020908 | 0.042233
2023-01-25 06:00 | 0 | 0.24482 | 0.0363
2023-01-25 07:00 | 0 | 0.55616 | 0.034333
2023-01-25 08:00 | 0 | 0.6989 | 0
2023-01-25 09:00 | 0.055953 | 0.8755 | 0
2023-01-25 10:00 | 0.69844 | 0.80712 | 0.0012333
2023-01-25 11:00 | 0.74983 | 0.57286 | 0.059383
2023-01-25 12:00 | 0.58959 | 0.42333 | 0.12865
2023-01-25 13:00 | 0.50021 | 0.39455 | 0.22632
2023-01-25 14:00 | 0.32906 | 0.46781 | 0.35812
2023-01-25 15:00 | 0.28643 | 0.088009 | 0.34828
2023-01-25 16:00 | 0.31709 | 0.10789 | 0.30598
2023-01-25 17:00 | 0 | 0.12532 | 0.29873
2023-01-25 18:00 | 0 | 0.0064288 | 0.19317
2023-01-25 19:00 | 0 | 0 | 0.045517
2023-01-25 20:00 | 0 | 0 | 0.06405
2023-01-25 21:00 | 0 | 0 | 0.083867
2023-01-25 22:00 | 0 | 0 | 0.13717
2023-01-25 23:00 | 0 | 0 | 0.23047
2023-01-26 | 0 | 0 | 0.28728
2023-01-26 01:00 | 0 | 0 | 0.20645
2023-01-26 02:00 | 0 | 0 | 0.11835
2023-01-26 03:00 | 0 | 0 | 0.070883
2023-01-26 04:00 | 0 | 0 | 0.0612
2023-01-26 05:00 | 0 | 0.021879 | 0.055167
2023-01-26 06:00 | 0 | 0.20116 | 0.037683
2023-01-26 07:00 | 0.15768 | 0.49053 | 0.028817
2023-01-26 08:00 | 0 | 0.56887 | 0
2023-01-26 09:00 | 0 | 0.72293 | 0
2023-01-26 10:00 | 0.40478 | 0.84487 | 0
2023-01-26 11:00 | 0.91905 | 0.55345 | 0
2023-01-26 12:00 | 0.72201 | 0.31396 | 0
2023-01-26 13:00 | 0.86769 | 0.13055 | 0
2023-01-26 14:00 | 0.60502 | 0.13729 | 0
2023-01-26 15:00 | 0.3211 | 0.04015 | 0
2023-01-26 16:00 | 0.30832 | 0.038362 | 0
2023-01-26 17:00 | 0 | 0.048483 | 0.11307
2023-01-26 18:00 | 0 | 0 | 0.48655
2023-01-26 19:00 | 0 | 0 | 0.2017
2023-01-26 20:00 | 0 | 0 | 0
2023-01-26 21:00 | 0 | 0 | 0.00925
2023-01-26 22:00 | 0 | 0 | 0.078117
2023-01-26 23:00 | 0 | 0 | 0.1566
2023-01-27 | 0 | 0 | 0.30592
2023-01-27 01:00 | 0 | 0 | 0.49532
2023-01-27 02:00 | 0 | 0 | 0.66333
2023-01-27 03:00 | 0 | 0 | 0.79607
2023-01-27 04:00 | 0 | 0 | 0.9024
2023-01-27 05:00 | 0 | 0.015507 | 0.93632
2023-01-27 06:00 | 0 | 0.086531 | 0.94455
2023-01-27 07:00 | 0.29105 | 0.13058 | 0.96513
2023-01-27 08:00 | 0.46002 | 0.11215 | 0.1403
2023-01-27 09:00 | 0.81429 | 0.27015 | 0.33358
2023-01-27 10:00 | 0.88826 | 0.40584 | 0.89285
2023-01-27 11:00 | 0.92475 | 0.49897 | 0.99197
2023-01-27 12:00 | 0.91333 | 0.43746 | 0.99942
2023-01-27 13:00 | 0.56285 | 0.17599 | 1
2023-01-27 14:00 | 0.65946 | 0.10422 | 1
2023-01-27 15:00 | 0.35697 | 0.037023 | 1
2023-01-27 16:00 | 0 | 0.027223 | 1
2023-01-27 17:00 | 0 | 0.02061 | 1
2023-01-27 18:00 | 0 | 0 | 0.99943
2023-01-27 19:00 | 0 | 0 | 1
2023-01-27 20:00 | 0 | 0 | 0.99998
2023-01-27 21:00 | 0 | 0 | 0.99978
2023-01-27 22:00 | 0 | 0 | 0.99763
2023-01-27 23:00 | 0 | 0 | 0.99838
2023-01-28 | 0 | 0 | 0.99757
2023-01-28 01:00 | 0 | 0 | 0.99538
2023-01-28 02:00 | 0 | 0 | 0.97922
2023-01-28 03:00 | 0 | 0 | 0.9293
2023-01-28 04:00 | 0 | 0 | 0.88633
2023-01-28 05:00 | 0 | 0.015876 | 0.82838
2023-01-28 06:00 | 0 | 0.12098 | 0.7392
2023-01-28 07:00 | 0 | 0.15457 | 0.68397
2023-01-28 08:00 | 0 | 0.19269 | 0.38653
2023-01-28 09:00 | 0.27623 | 0.1878 | 0.75802
2023-01-28 10:00 | 0 | 0.30645 | 0.88765
2023-01-28 11:00 | 0.036214 | 0.36627 | 0.95128
2023-01-28 12:00 | 0 | 0.18726 | 0.94613
2023-01-28 13:00 | 0 | 0.19672 | 0.97592
2023-01-28 14:00 | 0.43498 | 0.15844 | 0.9689
2023-01-28 15:00 | 0 | 0.2663 | 0.96502
2023-01-28 16:00 | 0 | 0.24909 | 0.90152
2023-01-28 17:00 | 0 | 0.067824 | 0.84175
2023-01-28 18:00 | 0 | 0 | 0.73763
2023-01-28 19:00 | 0 | 0 | 0.7269
2023-01-28 20:00 | 0 | 0 | 0.43712
2023-01-28 21:00 | 0 | 0 | 0.5281
2023-01-28 22:00 | 0 | 0 | 0.62638
2023-01-28 23:00 | 0 | 0 | 0.69038
2023-01-29 | 0 | 0 | 0.78725
2023-01-29 01:00 | 0 | 0 | 0.90812
2023-01-29 02:00 | 0 | 0 | 0.97458
2023-01-29 03:00 | 0 | 0 | 0.99258
2023-01-29 04:00 | 0 | 0 | 0.99092
2023-01-29 05:00 | 0 | 0.012703 | 0.98825
2023-01-29 06:00 | 0.06455 | 0.060402 | 0.99088
2023-01-29 07:00 | 0.63601 | 0.079861 | 0.99747
2023-01-29 08:00 | 0.83734 | 0.065691 | 0.98282
2023-01-29 09:00 | 0.87521 | 0.092895 | 0.97278
2023-01-29 10:00 | 0.62809 | 0.13606 | 0.78292
2023-01-29 11:00 | 0.59972 | 0.1725 | 0.74188
2023-01-29 12:00 | 0.48109 | 0.08963 | 0.85308
2023-01-29 13:00 | 0 | 0.040794 | 0.7689
2023-01-29 14:00 | 0.23373 | 0.24025 | 0.84538
2023-01-29 15:00 | 0.56436 | 0.2436 | 0.99338
2023-01-29 16:00 | 0.43874 | 0.14144 | 0.99575
2023-01-29 17:00 | 0 | 0.049245 | 0.9997
2023-01-29 18:00 | 0 | 0 | 0.99973
2023-01-29 19:00 | 0 | 0 | 1
2023-01-29 20:00 | 0 | 0 | 0.99833
2023-01-29 21:00 | 0 | 0 | 1
2023-01-29 22:00 | 0 | 0 | 1
2023-01-29 23:00 | 0 | 0 | 1
2023-01-30 | 0 | 0 | 1
2023-01-30 01:00 | 0 | 0 | 1
2023-01-30 02:00 | 0 | 0 | 1
2023-01-30 03:00 | 0 | 0 | 1
2023-01-30 04:00 | 0 | 0 | 1
2023-01-30 05:00 | 0 | 0.010886 | 1
2023-01-30 06:00 | 0 | 0.070723 | 0.95033
2023-01-30 07:00 | 0.6057 | 0.27812 | 0.88553
2023-01-30 08:00 | 0.84275 | 0.45905 | 1
2023-01-30 09:00 | 0.93513 | 0.4562 | 1
2023-01-30 10:00 | 0.95619 | 0.74893 | 1
2023-01-30 11:00 | 0.95607 | 0.72418 | 1
2023-01-30 12:00 | 0.95618 | 0.69035 | 1
2023-01-30 13:00 | 0.87873 | 0.71927 | 0.99987
2023-01-30 14:00 | 0.95672 | 0.67325 | 0.99607
2023-01-30 15:00 | 0 | 0.7245 | 0.9926
2023-01-30 16:00 | 0 | 0.16632 | 0.97917
2023-01-30 17:00 | 0 | 0.069533 | 0.9382
2023-01-30 18:00 | 0 | 0.0042632 | 0.98753
2023-01-30 19:00 | 0 | 0 | 0.97207
2023-01-30 20:00 | 0 | 0 | 1
2023-01-30 21:00 | 0 | 0 | 0.99983
2023-01-30 22:00 | 0 | 0 | 1
2023-01-30 23:00 | 0 | 0 | 1
2023-01-31 | 0 | 0 | 1
2023-01-31 01:00 | 0 | 0 | 1
2023-01-31 02:00 | 0 | 0 | 0.99953
2023-01-31 03:00 | 0 | 0 | 0.99652
2023-01-31 04:00 | 0 | 0 | 0.9969
2023-01-31 05:00 | 0 | 0.016036 | 0.99837
2023-01-31 06:00 | 0 | 0.085442 | 0.99892
2023-01-31 07:00 | 0.54256 | 0.11813 | 0.99972
2023-01-31 08:00 | 0.7594 | 0.14198 | 0.99745
2023-01-31 09:00 | 0.86115 | 0.11308 | 0.99005
2023-01-31 10:00 | 0.92363 | 0.13267 | 0.96882
2023-01-31 11:00 | 0.95148 | 0.32597 | 0.96487
2023-01-31 12:00 | 0.9526 | 0.48807 | 0.90262
2023-01-31 13:00 | 0.83844 | 0.36813 | 0.85768
2023-01-31 14:00 | 0.4352 | 0.33949 | 0.93878
2023-01-31 15:00 | 0 | 0.15298 | 0.9076
2023-01-31 16:00 | 0.023345 | 0.12359 | 0.88153
2023-01-31 17:00 | 0 | 0.050264 | 0.93178
2023-01-31 18:00 | 0 | 0 | 0.78142
2023-01-31 19:00 | 0 | 0 | 0.7778
2023-01-31 20:00 | 0 | 0 | 0.9569
2023-01-31 21:00 | 0 | 0 | 0.96565
2023-01-31 22:00 | 0 | 0 | 0.92667
2023-01-31 23:00 | 0 | 0 | 0.91813
2023-02-01 | 0 | 0 | 0.93465
2023-02-01 01:00 | 0 | 0 | 0.9557
2023-02-01 02:00 | 0 | 0 | 0.96867
2023-02-01 03:00 | 0 | 0 | 0.96808
2023-02-01 04:00 | 0 | 0 | 0.94105
2023-02-01 05:00 | 0 | 0.015187 | 0.89827
2023-02-01 06:00 | 0.024913 | 0.25801 | 0.88822
2023-02-01 07:00 | 0.63877 | 0.62938 | 0.93287
2023-02-01 08:00 | 0.83663 | 0.70036 | 0.77115
2023-02-01 09:00 | 0.92397 | 0.27084 | 0.68768
2023-02-01 10:00 | 0.95296 | 0.55986 | 0.81037
2023-02-01 11:00 | 0.70901 | 0.56239 | 0.74412
2023-02-01 12:00 | 0.43954 | 0.64206 | 0.65662
2023-02-01 13:00 | 0.53682 | 0.35855 | 0.70538
2023-02-01 14:00 | 0.43407 | 0.25827 | 0.69097
2023-02-01 15:00 | 0.68236 | 0.31371 | 0.72337
2023-02-01 16:00 | 0.69215 | 0.38326 | 0.69377
2023-02-01 17:00 | 0.31895 | 0.19608 | 0.6622
2023-02-01 18:00 | 0 | 0.0054772 | 0.72787
2023-02-01 19:00 | 0 | 0 | 0.94528
2023-02-01 20:00 | 0 | 0 | 0.96893
2023-02-01 21:00 | 0 | 0 | 0.92088
2023-02-01 22:00 | 0 | 0 | 0.89502
2023-02-01 23:00 | 0 | 0 | 0.9102
2023-02-02 | 0 | 0 | 0.9452
2023-02-02 01:00 | 0 | 0 | 0.95837
2023-02-02 02:00 | 0 | 0 | 0.93412
2023-02-02 03:00 | 0 | 0 | 0.9124
2023-02-02 04:00 | 0 | 0 | 0.83047
2023-02-02 05:00 | 0 | 0.016513 | 0.81858
2023-02-02 06:00 | 0.027207 | 0.25883 | 0.81662
2023-02-02 07:00 | 0.62782 | 0.55167 | 0.84295
2023-02-02 08:00 | 0.82654 | 0.69594 | 0.676
2023-02-02 09:00 | 0.90821 | 0.40239 | 0.7162
2023-02-02 10:00 | 0.81725 | 0.44306 | 0.73395
2023-02-02 11:00 | 0.50309 | 0.6807 | 0.65822
2023-02-02 12:00 | 0 | 0.60235 | 0.73178
2023-02-02 13:00 | 0.16498 | 0.43718 | 0.6889
2023-02-02 14:00 | 0.26031 | 0.52821 | 0.63295
2023-02-02 15:00 | 0 | 0.60014 | 0.56918
2023-02-02 16:00 | 0 | 0.60274 | 0.5328
2023-02-02 17:00 | 0 | 0.23047 | 0.59485
2023-02-02 18:00 | 0 | 0.0055367 | 0.54385
2023-02-02 19:00 | 0 | 0 | 0.56882
2023-02-02 20:00 | 0 | 0 | 0.5467
2023-02-02 21:00 | 0 | 0 | 0.69408
2023-02-02 22:00 | 0 | 0 | 0.75828
2023-02-02 23:00 | 0 | 0 | 0.8154
2023-02-03 | 0 | 0 | 0.83582
2023-02-03 01:00 | 0 | 0 | 0.72757
2023-02-03 02:00 | 0 | 0 | 0.63633
2023-02-03 03:00 | 0 | 0 | 0.6221
2023-02-03 04:00 | 0 | 0 | 0.61998
2023-02-03 05:00 | 0 | 0.01538 | 0.60482
2023-02-03 06:00 | 0.029538 | 0.25288 | 0.60475
2023-02-03 07:00 | 0.61462 | 0.61521 | 0.59667
2023-02-03 08:00 | 0.82237 | 0.82703 | 0.39347
2023-02-03 09:00 | 0.92491 | 0.82425 | 0.53842
2023-02-03 10:00 | 0.95568 | 0.59106 | 0.7493
2023-02-03 11:00 | 0.95566 | 0.62756 | 0.70393
2023-02-03 12:00 | 0.95583 | 0.47799 | 0.7019
2023-02-03 13:00 | 0.95604 | 0.2174 | 0.82977
2023-02-03 14:00 | 0.84145 | 0.21845 | 0.87663
2023-02-03 15:00 | 0 | 0.6203 | 0.93722
2023-02-03 16:00 | 0 | 0.51891 | 0.88225
2023-02-03 17:00 | 0 | 0.20637 | 0.98153
2023-02-03 18:00 | 0 | 0.0060716 | 0.88272
2023-02-03 19:00 | 0 | 0 | 0.83455
2023-02-03 20:00 | 0 | 0 | 0.86678
2023-02-03 21:00 | 0 | 0 | 0.9187
2023-02-03 22:00 | 0 | 0 | 0.95208
2023-02-03 23:00 | 0 | 0 | 0.9756
2023-02-04 | 0 | 0 | 0.98363
2023-02-04 01:00 | 0 | 0 | 0.9887
2023-02-04 02:00 | 0 | 0 | 0.98947
2023-02-04 03:00 | 0 | 0 | 0.97628
2023-02-04 04:00 | 0 | 0 | 0.93497
2023-02-04 05:00 | 0 | 0.016541 | 0.85333
2023-02-04 06:00 | 0 | 0.30714 | 0.79843
2023-02-04 07:00 | 0 | 0.70876 | 0.75208
2023-02-04 08:00 | 0 | 0.8687 | 0.40335
2023-02-04 09:00 | 0 | 0.90061 | 0.48063
2023-02-04 10:00 | 0.53909 | 0.90061 | 0.58853
2023-02-04 11:00 | 0.95555 | 0.90061 | 0.67892
2023-02-04 12:00 | 0.95578 | 0.90061 | 0.7598
2023-02-04 13:00 | 0.9558 | 0.89434 | 0.86973
2023-02-04 14:00 | 0.85233 | 0.87101 | 0.9135
2023-02-04 15:00 | 0.80683 | 0.83454 | 0.90817
2023-02-04 16:00 | 0.70607 | 0.64861 | 0.91228
2023-02-04 17:00 | 0.45664 | 0.24761 | 0.88202
2023-02-04 18:00 | 0 | 0.0055873 | 0.82008
2023-02-04 19:00 | 0 | 0 | 0.75292
2023-02-04 20:00 | 0 | 0 | 0.489
2023-02-04 21:00 | 0 | 0 | 0.50015
2023-02-04 22:00 | 0 | 0 | 0.54373
2023-02-04 23:00 | 0 | 0 | 0.58295
2023-02-05 | 0 | 0 | 0.58153
2023-02-05 01:00 | 0 | 0 | 0.54582
2023-02-05 02:00 | 0 | 0 | 0.54828
2023-02-05 03:00 | 0 | 0 | 0.54035
2023-02-05 04:00 | 0 | 0 | 0.51835
2023-02-05 05:00 | 0 | 0.015515 | 0.48912
2023-02-05 06:00 | 0.046075 | 0.26246 | 0.45088
2023-02-05 07:00 | 0.63484 | 0.57788 | 0.41407
2023-02-05 08:00 | 0.86256 | 0.83896 | 0.29208
2023-02-05 09:00 | 0.95524 | 0.90061 | 0.30478
2023-02-05 10:00 | 0.95543 | 0.90061 | 0.46888
2023-02-05 11:00 | 0.95561 | 0.90061 | 0.5599
2023-02-05 12:00 | 0.95587 | 0.90061 | 0.62688
2023-02-05 13:00 | 0.95597 | 0.89939 | 0.70338
2023-02-05 14:00 | 0.91104 | 0.83191 | 0.76273
2023-02-05 15:00 | 0 | 0.82788 | 0.81395
2023-02-05 16:00 | 0 | 0.65595 | 0.81735
2023-02-05 17:00 | 0 | 0.2454 | 0.77718
2023-02-05 18:00 | 0 | 0.003911 | 0.70878
2023-02-05 19:00 | 0 | 0 | 0.60283
2023-02-05 20:00 | 0 | 0 | 0.37205
2023-02-05 21:00 | 0 | 0 | 0.43443
2023-02-05 22:00 | 0 | 0 | 0.47087
2023-02-05 23:00 | 0 | 0 | 0.47527
2023-02-06 | 0 | 0 | 0.56003
2023-02-06 01:00 | 0 | 0 | 0.61368
2023-02-06 02:00 | 0 | 0 | 0.60908
2023-02-06 03:00 | 0 | 0 | 0.57785
2023-02-06 04:00 | 0 | 0 | 0.53407
2023-02-06 05:00 | 0 | 0.014442 | 0.49828
2023-02-06 06:00 | 0.050368 | 0.30949 | 0.45677
2023-02-06 07:00 | 0.65628 | 0.72165 | 0.45542
2023-02-06 08:00 | 0.88185 | 0.87229 | 0.37958
2023-02-06 09:00 | 0.95396 | 0.89779 | 0.44228
2023-02-06 10:00 | 0.95396 | 0.90061 | 0.6071
2023-02-06 11:00 | 0.95414 | 0.90061 | 0.72958
2023-02-06 12:00 | 0.95439 | 0.90061 | 0.7938
2023-02-06 13:00 | 0.95453 | 0.90061 | 0.82452
2023-02-06 14:00 | 0.63698 | 0.88031 | 0.91558
2023-02-06 15:00 | 0 | 0.83234 | 0.93747
2023-02-06 16:00 | 0 | 0.63187 | 0.9218
2023-02-06 17:00 | 0 | 0.23274 | 0.8814
2023-02-06 18:00 | 0 | 0.0038127 | 0.77728
2023-02-06 19:00 | 0 | 0 | 0.76485
2023-02-06 20:00 | 0 | 0 | 0.61412
2023-02-06 21:00 | 0 | 0 | 0.81457
2023-02-06 22:00 | 0 | 0 | 0.9485
2023-02-06 23:00 | 0 | 0 | 0.99093
2023-02-07 | 0 | 0 | 0.99298
2023-02-07 01:00 | 0 | 0 | 0.99612
2023-02-07 02:00 | 0 | 0 | 0.99093
2023-02-07 03:00 | 0 | 0 | 0.98917
2023-02-07 04:00 | 0 | 0 | 0.97982
2023-02-07 05:00 | 0 | 0.013576 | 0.94367
2023-02-07 06:00 | 0.045005 | 0.24538 | 0.88412
2023-02-07 07:00 | 0.66686 | 0.20074 | 0.88588
2023-02-07 08:00 | 0.87961 | 0.66214 | 0.794
2023-02-07 09:00 | 0.95272 | 0.84843 | 0.93383
2023-02-07 10:00 | 0.95263 | 0.79487 | 0.99055
2023-02-07 11:00 | 0.95268 | 0.4515 | 0.99362
2023-02-07 12:00 | 0.95279 | 0.55865 | 0.99128
2023-02-07 13:00 | 0.95269 | 0.75402 | 0.95388
2023-02-07 14:00 | 0.63141 | 0.6047 | 0.90538
2023-02-07 15:00 | 0 | 0.67365 | 0.81585
2023-02-07 16:00 | 0 | 0.58237 | 0.76612
2023-02-07 17:00 | 0 | 0.20107 | 0.75975
2023-02-07 18:00 | 0 | 0.0027775 | 0.70258
2023-02-07 19:00 | 0 | 0 | 0.7369
2023-02-07 20:00 | 0 | 0 | 0.80868
2023-02-07 21:00 | 0 | 0 | 0.94548
2023-02-07 22:00 | 0 | 0 | 0.9738
2023-02-07 23:00 | 0 | 0 | 0.99215
2023-02-08 | 0 | 0 | 0.99002
2023-02-08 01:00 | 0 | 0 | 0.99165
2023-02-08 02:00 | 0 | 0 | 0.99808
2023-02-08 03:00 | 0 | 0 | 0.99873
2023-02-08 04:00 | 0 | 0 | 0.99745
2023-02-08 05:00 | 0 | 0.010468 | 0.99425
2023-02-08 06:00 | 0.052451 | 0.082717 | 0.99003
2023-02-08 07:00 | 0.66342 | 0.1286 | 0.9998
2023-02-08 08:00 | 0.86848 | 0.37251 | 0.9966
2023-02-08 09:00 | 0.95263 | 0.21452 | 0.99728
2023-02-08 10:00 | 0.95266 | 0.37041 | 0.9947
2023-02-08 11:00 | 0.95269 | 0.50356 | 0.92853
2023-02-08 12:00 | 0.95259 | 0.39825 | 0.74588
2023-02-08 13:00 | 0 | 0.24642 | 0.69785
2023-02-08 14:00 | 0 | 0.1336 | 0.64855
2023-02-08 15:00 | 0 | 0.054217 | 0.61965
2023-02-08 16:00 | 0 | 0.062425 | 0.53365
2023-02-08 17:00 | 0 | 0.054672 | 0.47995
2023-02-08 18:00 | 0 | 0 | 0.46273
2023-02-08 19:00 | 0 | 0 | 0.48787
2023-02-08 20:00 | 0 | 0 | 0.74328
2023-02-08 21:00 | 0 | 0 | 0.93323
2023-02-08 22:00 | 0 | 0 | 0.92402
2023-02-08 23:00 | 0 | 0 | 0.59347
2023-02-09 | 0 | 0 | 0.20037
2023-02-09 01:00 | 0 | 0 | 0.12905
2023-02-09 02:00 | 0 | 0 | 0.35793
2023-02-09 03:00 | 0 | 0 | 0.9082
2023-02-09 04:00 | 0 | 0 | 0.99965
2023-02-09 05:00 | 0 | 0.0079227 | 1
2023-02-09 06:00 | 0 | 0.068672 | 1
2023-02-09 07:00 | 0 | 0.06307 | 0.99995
2023-02-09 08:00 | 0 | 0.030003 | 0.85082
2023-02-09 09:00 | 0.29316 | 0.039491 | 0.79402
2023-02-09 10:00 | 0.82069 | 0.1203 | 0.82872
2023-02-09 11:00 | 0.95259 | 0.22805 | 0.73903
2023-02-09 12:00 | 0.81617 | 0.10297 | 0.78705
2023-02-09 13:00 | 0.36971 | 0.029468 | 0.61373
2023-02-09 14:00 | 0.49942 | 0.021716 | 0.51405
2023-02-09 15:00 | 0.46735 | 0.026748 | 0.46475
2023-02-09 16:00 | 0.33108 | 0.04183 | 0.26897
2023-02-09 17:00 | 0 | 0.037094 | 0.3658
2023-02-09 18:00 | 0 | 0 | 0.3362
2023-02-09 19:00 | 0 | 0 | 0.27115
2023-02-09 20:00 | 0 | 0 | 0.2448
2023-02-09 21:00 | 0 | 0 | 0.21632
2023-02-09 22:00 | 0 | 0 | 0.1513
2023-02-09 23:00 | 0 | 0 | 0.2448
2023-02-10 | 0 | 0 | 0.31098
2023-02-10 01:00 | 0 | 0 | 0.41462
2023-02-10 02:00 | 0 | 0 | 0.7087
2023-02-10 03:00 | 0 | 0 | 0.84632
2023-02-10 04:00 | 0 | 0 | 0.77885
2023-02-10 05:00 | 0 | 0.0069747 | 0.7568
2023-02-10 06:00 | 0 | 0.016908 | 0.56325
2023-02-10 07:00 | 0 | 0.007521 | 0.15238
2023-02-10 08:00 | 0.45986 | 0.014777 | 0.11837
2023-02-10 09:00 | 0.67291 | 0.022302 | 0.15823
2023-02-10 10:00 | 0.83686 | 0.033154 | 0.12722
2023-02-10 11:00 | 0.90128 | 0.12855 | 0.0694
2023-02-10 12:00 | 0.60455 | 0.28657 | 0.03865
2023-02-10 13:00 | 0.66062 | 0.25302 | 0.0073667
2023-02-10 14:00 | 0.57357 | 0.14222 | 0
2023-02-10 15:00 | 0.32074 | 0.062888 | 0.026233
2023-02-10 16:00 | 0 | 0.030489 | 0.16033
2023-02-10 17:00 | 0 | 0.033149 | 0.44393
2023-02-10 18:00 | 0 | 0 | 0.3984
2023-02-10 19:00 | 0 | 0 | 0.25535
2023-02-10 20:00 | 0 | 0 | 0.28762
2023-02-10 21:00 | 0 | 0 | 0.37667
2023-02-10 22:00 | 0 | 0 | 0.50648
2023-02-10 23:00 | 0 | 0 | 0.76547
2023-02-11 | 0 | 0 | 0.87542
2023-02-11 01:00 | 0 | 0 | 0.8244
2023-02-11 02:00 | 0 | 0 | 0.78073
2023-02-11 03:00 | 0 | 0 | 0.74455
2023-02-11 04:00 | 0 | 0 | 0.68023
2023-02-11 05:00 | 0 | 0.0087657 | 0.56872
2023-02-11 06:00 | 0 | 0.09693 | 0.35972
2023-02-11 07:00 | 0.52571 | 0.16367 | 0.19333
2023-02-11 08:00 | 0.8281 | 0.20974 | 0.16682
2023-02-11 09:00 | 0.92646 | 0.41514 | 0.25673
2023-02-11 10:00 | 0.9514 | 0.68981 | 0.46298
2023-02-11 11:00 | 0.95158 | 0.7235 | 0.57702
2023-02-11 12:00 | 0.95272 | 0.65662 | 0.6123
2023-02-11 13:00 | 0.81475 | 0.33724 | 0.64867
2023-02-11 14:00 | 0.31142 | 0.15381 | 0.5612
2023-02-11 15:00 | 0.58687 | 0.1172 | 0.45687
2023-02-11 16:00 | 0.27066 | 0.10083 | 0.44217
2023-02-11 17:00 | 0 | 0.057991 | 0.36897
2023-02-11 18:00 | 0 | 0 | 0.33652
2023-02-11 19:00 | 0 | 0 | 0.30588
2023-02-11 20:00 | 0 | 0 | 0.16648
2023-02-11 21:00 | 0 | 0 | 0.18855
2023-02-11 22:00 | 0 | 0 | 0.20565
2023-02-11 23:00 | 0 | 0 | 0.24722
2023-02-12 | 0 | 0 | 0.39892
2023-02-12 01:00 | 0 | 0 | 0.54265
2023-02-12 02:00 | 0 | 0 | 0.63033
2023-02-12 03:00 | 0 | 0 | 0.64613
2023-02-12 04:00 | 0 | 0 | 0.42358
2023-02-12 05:00 | 0 | 0.0071841 | 0.31128
2023-02-12 06:00 | 0.015777 | 0.12611 | 0.43933
2023-02-12 07:00 | 0.61718 | 0.2391 | 0.494
2023-02-12 08:00 | 0.8375 | 0.23543 | 0.51698
2023-02-12 09:00 | 0.93824 | 0.49238 | 0.5212
2023-02-12 10:00 | 0.95041 | 0.52019 | 0.5546
2023-02-12 11:00 | 0.95061 | 0.40897 | 0.47117
2023-02-12 12:00 | 0.95082 | 0.28087 | 0.45002
2023-02-12 13:00 | 0.69498 | 0.26924 | 0.39782
2023-02-12 14:00 | 0 | 0.34257 | 0.31007
2023-02-12 15:00 | 0.050368 | 0.3121 | 0.26103
2023-02-12 16:00 | 0.33929 | 0.2689 | 0.29363
2023-02-12 17:00 | 0 | 0.091652 | 0.35087
2023-02-12 18:00 | 0 | 0 | 0.30967
2023-02-12 19:00 | 0 | 0 | 0.28393
2023-02-12 20:00 | 0 | 0 | 0.37642
2023-02-12 21:00 | 0 | 0 | 0.44318
2023-02-12 22:00 | 0 | 0 | 0.56863
2023-02-12 23:00 | 0 | 0 | 0.72795
2023-02-13 | 0 | 0 | 0.73322
2023-02-13 01:00 | 0 | 0 | 0.71388
2023-02-13 02:00 | 0 | 0 | 0.71893
2023-02-13 03:00 | 0 | 0 | 0.67188
2023-02-13 04:00 | 0 | 0 | 0.626
2023-02-13 05:00 | 0 | 0.0092974 | 0.58585
2023-02-13 06:00 | 0 | 0.24542 | 0.52522
2023-02-13 07:00 | 0.0057145 | 0.63825 | 0.58068
2023-02-13 08:00 | 0.44387 | 0.85712 | 0.67478
2023-02-13 09:00 | 0.7831 | 0.90061 | 0.53505
2023-02-13 10:00 | 0.94985 | 0.90061 | 0.42948
2023-02-13 11:00 | 0.94996 | 0.90061 | 0.42852
2023-02-13 12:00 | 0.95018 | 0.90061 | 0.46497
2023-02-13 13:00 | 0.80272 | 0.90061 | 0.39678
2023-02-13 14:00 | 0.71534 | 0.90061 | 0.26612
2023-02-13 15:00 | 0.62176 | 0.85434 | 0.2476
2023-02-13 16:00 | 0.43162 | 0.6558 | 0.24668
2023-02-13 17:00 | 0 | 0.23032 | 0.2157
2023-02-13 18:00 | 0 | 0 | 0.30292
2023-02-13 19:00 | 0 | 0 | 0.35448
2023-02-13 20:00 | 0 | 0 | 0.40873
2023-02-13 21:00 | 0 | 0 | 0.35485
2023-02-13 22:00 | 0 | 0 | 0.33573
2023-02-13 23:00 | 0 | 0 | 0.32203
2023-02-14 | 0 | 0 | 0.22798
2023-02-14 01:00 | 0 | 0 | 0.13365
2023-02-14 02:00 | 0 | 0 | 0.0793
2023-02-14 03:00 | 0 | 0 | 0.045333
2023-02-14 04:00 | 0 | 0 | 0.097317
2023-02-14 05:00 | 0 | 0.0098761 | 0.24323
2023-02-14 06:00 | 0 | 0.28913 | 0.37927
2023-02-14 07:00 | 0.52229 | 0.72422 | 0.45652
2023-02-14 08:00 | 0.80753 | 0.90061 | 0.60055
2023-02-14 09:00 | 0.91145 | 0.90061 | 0.46537
2023-02-14 10:00 | 0.94867 | 0.90061 | 0.38005
2023-02-14 11:00 | 0.94875 | 0.90061 | 0.36352
2023-02-14 12:00 | 0.94898 | 0.90061 | 0.26363
2023-02-14 13:00 | 0.94914 | 0.90061 | 0.17763
2023-02-14 14:00 | 0.92203 | 0.90061 | 0.16143
2023-02-14 15:00 | 0 | 0.90061 | 0.18638
2023-02-14 16:00 | 0 | 0.67561 | 0.20648
2023-02-14 17:00 | 0 | 0.23847 | 0.20247
2023-02-14 18:00 | 0 | 0 | 0.19413
2023-02-14 19:00 | 0 | 0 | 0.17562
2023-02-14 20:00 | 0 | 0 | 0.1483
2023-02-14 21:00 | 0 | 0 | 0.11963
2023-02-14 22:00 | 0 | 0 | 0.082283
2023-02-14 23:00 | 0 | 0 | 0.05285
2023-02-15 | 0 | 0 | 0.025833
2023-02-15 01:00 | 0 | 0 | 0.0024833
2023-02-15 02:00 | 0 | 0 | 0
2023-02-15 03:00 | 0 | 0 | 0
2023-02-15 04:00 | 0 | 0 | 0.0024833
2023-02-15 05:00 | 0 | 0.0097984 | 0.066083
2023-02-15 06:00 | 0 | 0.29859 | 0.16017
2023-02-15 07:00 | 0 | 0.73707 | 0.18885
2023-02-15 08:00 | 0.65606 | 0.90061 | 0.1583
2023-02-15 09:00 | 0.91898 | 0.90061 | 0.075617
2023-02-15 10:00 | 0.95127 | 0.90061 | 0.044783
2023-02-15 11:00 | 0.95111 | 0.90061 | 0.050433
2023-02-15 12:00 | 0.77473 | 0.90061 | 0.075633
2023-02-15 13:00 | 0.80795 | 0.90061 | 0.080967
2023-02-15 14:00 | 0.49554 | 0.90061 | 0.060917
2023-02-15 15:00 | 0.72637 | 0.88953 | 0.050633
2023-02-15 16:00 | 0.37515 | 0.67183 | 0.05305
2023-02-15 17:00 | 0 | 0.23683 | 0.068217
2023-02-15 18:00 | 0 | 0 | 0.075467
2023-02-15 19:00 | 0 | 0 | 0.093883
2023-02-15 20:00 | 0 | 0 | 0.13773
2023-02-15 21:00 | 0 | 0 | 0.15653
2023-02-15 22:00 | 0 | 0 | 0.11058
2023-02-15 23:00 | 0 | 0 | 0.0916
2023-02-16 | 0 | 0 | 0.08715
2023-02-16 01:00 | 0 | 0 | 0.060783
2023-02-16 02:00 | 0 | 0 | 0.041567
2023-02-16 03:00 | 0 | 0 | 0.011567
2023-02-16 04:00 | 0 | 0 | 0
2023-02-16 05:00 | 0 | 0.0091592 | 0
2023-02-16 06:00 | 0.0019204 | 0.29589 | 0
2023-02-16 07:00 | 0.59987 | 0.73237 | 0.15135
2023-02-16 08:00 | 0.8281 | 0.90061 | 0.37215
2023-02-16 09:00 | 0.93876 | 0.90061 | 0.27058
2023-02-16 10:00 | 0.95021 | 0.90061 | 0.22017
2023-02-16 11:00 | 0.9504 | 0.90061 | 0.1724
2023-02-16 12:00 | 0.95051 | 0.90061 | 0.17148
2023-02-16 13:00 | 0.49629 | 0.90061 | 0.17363
2023-02-16 14:00 | 0.55111 | 0.90061 | 0.13617
2023-02-16 15:00 | 0.3031 | 0.87336 | 0.1181
2023-02-16 16:00 | 0 | 0.65449 | 0.12248
2023-02-16 17:00 | 0 | 0.22488 | 0.12462
2023-02-16 18:00 | 0 | 0 | 0.18112
2023-02-16 19:00 | 0 | 0 | 0.2
2023-02-16 20:00 | 0 | 0 | 0.19773
2023-02-16 21:00 | 0 | 0 | 0.10718
2023-02-16 22:00 | 0 | 0 | 0.033633
2023-02-16 23:00 | 0 | 0 | 0
2023-02-17 | 0 | 0 | 0
2023-02-17 01:00 | 0 | 0 | 0
2023-02-17 02:00 | 0 | 0 | 0
2023-02-17 03:00 | 0 | 0 | 0
2023-02-17 04:00 | 0 | 0 | 0.0121
2023-02-17 05:00 | 0 | 0.0082895 | 0.0814
2023-02-17 06:00 | 0.012223 | 0.28275 | 0.18507
2023-02-17 07:00 | 0.62404 | 0.71275 | 0.28925
2023-02-17 08:00 | 0.83489 | 0.89526 | 0.40402
2023-02-17 09:00 | 0.93065 | 0.90061 | 0.18508
2023-02-17 10:00 | 0.951 | 0.90061 | 0.11272
2023-02-17 11:00 | 0.95142 | 0.90061 | 0.17465
2023-02-17 12:00 | 0.69103 | 0.90061 | 0.31993
2023-02-17 13:00 | 0.78329 | 0.90061 | 0.36052
2023-02-17 14:00 | 0.79253 | 0.90061 | 0.32905
2023-02-17 15:00 | 0.43351 | 0.8734 | 0.3134
2023-02-17 16:00 | 0 | 0.64266 | 0.28772
2023-02-17 17:00 | 0 | 0.21968 | 0.2616
2023-02-17 18:00 | 0 | 0.0062301 | 0.18563
2023-02-17 19:00 | 0 | 0 | 0.065183
2023-02-17 20:00 | 0 | 0 | 0.014283
2023-02-17 21:00 | 0 | 0 | 0
2023-02-17 22:00 | 0 | 0 | 0
2023-02-17 23:00 | 0 | 0 | 0
2023-02-18 | 0 | 0 | 0
2023-02-18 01:00 | 0 | 0 | 0
2023-02-18 02:00 | 0 | 0 | 0
2023-02-18 03:00 | 0 | 0 | 0
2023-02-18 04:00 | 0 | 0 | 0.011533
2023-02-18 05:00 | 0 | 0.00725 | 0.045667
2023-02-18 06:00 | 0.0033033 | 0.27667 | 0.0627
2023-02-18 07:00 | 0.60276 | 0.70182 | 0.062
2023-02-18 08:00 | 0.78407 | 0.89722 | 0
2023-02-18 09:00 | 0.88913 | 0.90061 | 0
2023-02-18 10:00 | 0.94437 | 0.90061 | 0
2023-02-18 11:00 | 0.94905 | 0.90061 | 0
2023-02-18 12:00 | 0.94929 | 0.90061 | 0.0043833
2023-02-18 13:00 | 0.94945 | 0.90061 | 0.048633
2023-02-18 14:00 | 0.8404 | 0.90061 | 0.075417
2023-02-18 15:00 | 0 | 0.86695 | 0.12088
2023-02-18 16:00 | 0.21122 | 0.64783 | 0.17532
2023-02-18 17:00 | 0 | 0.22278 | 0.16643
2023-02-18 18:00 | 0 | 0.0053675 | 0.1105
2023-02-18 19:00 | 0 | 0 | 0.077667
2023-02-18 20:00 | 0 | 0 | 0.088867
2023-02-18 21:00 | 0 | 0 | 0.059817
2023-02-18 22:00 | 0 | 0 | 0.050817
2023-02-18 23:00 | 0 | 0 | 0.047867
2023-02-19 | 0 | 0 | 0.05395
2023-02-19 01:00 | 0 | 0 | 0.060017
2023-02-19 02:00 | 0 | 0 | 0.061633
2023-02-19 03:00 | 0 | 0 | 0.05365
2023-02-19 04:00 | 0 | 0 | 0.059167
2023-02-19 05:00 | 0 | 0.0073875 | 0.065417
2023-02-19 06:00 | 0 | 0.27957 | 0.072767
2023-02-19 07:00 | 0.14033 | 0.70698 | 0.066517
2023-02-19 08:00 | 0.77809 | 0.8854 | 0
2023-02-19 09:00 | 0.88553 | 0.90061 | 0
2023-02-19 10:00 | 0.93082 | 0.90061 | 0
2023-02-19 11:00 | 0.94948 | 0.90061 | 0
2023-02-19 12:00 | 0.94971 | 0.90061 | 0
2023-02-19 13:00 | 0.9079 | 0.89014 | 0
2023-02-19 14:00 | 0.88597 | 0.85538 | 0
2023-02-19 15:00 | 0.35706 | 0.60121 | 0
2023-02-19 16:00 | 0 | 0.3911 | 0
2023-02-19 17:00 | 0 | 0.14943 | 0
2023-02-19 18:00 | 0 | 0.0045103 | 0
2023-02-19 19:00 | 0 | 0 | 0.0519
2023-02-19 20:00 | 0 | 0 | 0.14293
2023-02-19 21:00 | 0 | 0 | 0.20678
2023-02-19 22:00 | 0 | 0 | 0.12082
2023-02-19 23:00 | 0 | 0 | 0.0684
2023-02-20 | 0 | 0 | 0.10758
2023-02-20 01:00 | 0 | 0 | 0.18388
2023-02-20 02:00 | 0 | 0 | 0.19683
2023-02-20 03:00 | 0 | 0 | 0.18777
2023-02-20 04:00 | 0 | 0 | 0.16775
2023-02-20 05:00 | 0 | 0.0062796 | 0.1257
2023-02-20 06:00 | 0 | 0.27232 | 0.060133
2023-02-20 07:00 | 0.14479 | 0.68946 | 0.00375
2023-02-20 08:00 | 0.76132 | 0.876 | 0
2023-02-20 09:00 | 0.86991 | 0.90061 | 0
2023-02-20 10:00 | 0.90573 | 0.90061 | 0
2023-02-20 11:00 | 0.77461 | 0.90061 | 0
2023-02-20 12:00 | 0.66978 | 0.90061 | 0
2023-02-20 13:00 | 0.52158 | 0.8958 | 0
2023-02-20 14:00 | 0.35384 | 0.85253 | 0
2023-02-20 15:00 | 0.24108 | 0.82504 | 0.016383
2023-02-20 16:00 | 0.2644 | 0.60698 | 0.0482
2023-02-20 17:00 | 0 | 0.20187 | 0.087667
2023-02-20 18:00 | 0 | 0.0052963 | 0.10362
2023-02-20 19:00 | 0 | 0 | 0.15458
2023-02-20 20:00 | 0 | 0 | 0.40555
2023-02-20 21:00 | 0 | 0 | 0.58347
2023-02-20 22:00 | 0 | 0 | 0.50295
2023-02-20 23:00 | 0 | 0 | 0.3749
2023-02-21 | 0 | 0 | 0.31158
2023-02-21 01:00 | 0 | 0 | 0.27442
2023-02-21 02:00 | 0 | 0 | 0.23807
2023-02-21 03:00 | 0 | 0 | 0.1466
2023-02-21 04:00 | 0 | 0 | 0.070017
2023-02-21 05:00 | 0 | 0.0039843 | 0.023833
2023-02-21 06:00 | 0 | 0.25809 | 0
2023-02-21 07:00 | 0.07962 | 0.67301 | 0.082017
2023-02-21 08:00 | 0.73302 | 0.85687 | 0.32313
2023-02-21 09:00 | 0.81716 | 0.88682 | 0.18197
2023-02-21 10:00 | 0.34766 | 0.90007 | 0.19925
2023-02-21 11:00 | 0 | 0.89861 | 0.21212
2023-02-21 12:00 | 0 | 0.90061 | 0.19367
2023-02-21 13:00 | 0.2245 | 0.86994 | 0.20065
2023-02-21 14:00 | 0.79237 | 0.80043 | 0.18748
2023-02-21 15:00 | 0.55225 | 0.70762 | 0.19258
2023-02-21 16:00 | 0.54269 | 0.44947 | 0.22345
2023-02-21 17:00 | 0.27915 | 0.17005 | 0.28417
2023-02-21 18:00 | 0 | 0.0052842 | 0.39395
2023-02-21 19:00 | 0 | 0 | 0.56617
2023-02-21 20:00 | 0 | 0 | 0.73492
2023-02-21 21:00 | 0 | 0 | 0.74452
2023-02-21 22:00 | 0 | 0 | 0.58677
2023-02-21 23:00 | 0 | 0 | 0.49628
2023-02-22 | 0 | 0 | 0.41237
2023-02-22 01:00 | 0 | 0 | 0.31838
2023-02-22 02:00 | 0 | 0 | 0.21263
2023-02-22 03:00 | 0 | 0 | 0.14003
2023-02-22 04:00 | 0 | 0 | 0.11478
2023-02-22 05:00 | 0 | 0.0038579 | 0.12282
2023-02-22 06:00 | 0 | 0.24338 | 0.15718
2023-02-22 07:00 | 0.30986 | 0.64644 | 0.2421
2023-02-22 08:00 | 0.68197 | 0.83672 | 0.17702
2023-02-22 09:00 | 0.48844 | 0.8448 | 0.12562
2023-02-22 10:00 | 0.69345 | 0.85068 | 0.0755
2023-02-22 11:00 | 0.79176 | 0.83024 | 0.0657
2023-02-22 12:00 | 0.76738 | 0.64797 | 0.0684
2023-02-22 13:00 | 0.65436 | 0.75922 | 0.10455
2023-02-22 14:00 | 0.50906 | 0.74252 | 0.092667
2023-02-22 15:00 | 0 | 0.72418 | 0.079567
2023-02-22 16:00 | 0 | 0.44391 | 0.075083
2023-02-22 17:00 | 0.27153 | 0.15104 | 0.093033
2023-02-22 18:00 | 0 | 0 | 0.2274
2023-02-22 19:00 | 0 | 0 | 0.20447
2023-02-22 20:00 | 0 | 0 | 0.30955
2023-02-22 21:00 | 0 | 0 | 0.321
2023-02-22 22:00 | 0 | 0 | 0.35743
2023-02-22 23:00 | 0 | 0 | 0.29627
2023-02-23 | 0 | 0 | 0.11428
2023-02-23 01:00 | 0 | 0 | 0.011583
2023-02-23 02:00 | 0 | 0 | 0.02195
2023-02-23 03:00 | 0 | 0 | 0.079683
2023-02-23 04:00 | 0 | 0 | 0.13748
2023-02-23 05:00 | 0 | 0.003465 | 0.22447
2023-02-23 06:00 | 0 | 0.22757 | 0.21832
2023-02-23 07:00 | 0 | 0.63134 | 0.23693
2023-02-23 08:00 | 0.27213 | 0.82557 | 0.2226
2023-02-23 09:00 | 0.76375 | 0.85374 | 0.18412
2023-02-23 10:00 | 0.86336 | 0.87062 | 0.15265
2023-02-23 11:00 | 0.92911 | 0.86627 | 0.1418
2023-02-23 12:00 | 0.91516 | 0.84384 | 0.12743
2023-02-23 13:00 | 0.89664 | 0.83807 | 0.097533
2023-02-23 14:00 | 0.38348 | 0.78967 | 0.067667
2023-02-23 15:00 | 0.39733 | 0.7083 | 0.0579
2023-02-23 16:00 | 0.57355 | 0.55175 | 0.11553
2023-02-23 17:00 | 0.31258 | 0.17876 | 0.20065
2023-02-23 18:00 | 0 | 0 | 0.07635
2023-02-23 19:00 | 0 | 0 | 0.14725
2023-02-23 20:00 | 0 | 0 | 0.06055
2023-02-23 21:00 | 0 | 0 | 0.11493
2023-02-23 22:00 | 0 | 0 | 0.23335
2023-02-23 23:00 | 0 | 0 | 0.34453
2023-02-24 | 0 | 0 | 0.34195
2023-02-24 01:00 | 0 | 0 | 0.20537
2023-02-24 02:00 | 0 | 0 | 0.1502
2023-02-24 03:00 | 0 | 0 | 0.14588
2023-02-24 04:00 | 0 | 0 | 0.15888
2023-02-24 05:00 | 0 | 0.0028999 | 0.14175
2023-02-24 06:00 | 0 | 0.16903 | 0.13212
2023-02-24 07:00 | 0.20524 | 0.45125 | 0.17048
2023-02-24 08:00 | 0.24528 | 0.69355 | 0.071517
2023-02-24 09:00 | 0 | 0.70901 | 0.12592
2023-02-24 10:00 | 0.16162 | 0.69145 | 0.10053
2023-02-24 11:00 | 0.25932 | 0.71684 | 0.14407
2023-02-24 12:00 | 0.33912 | 0.71969 | 0.17022
2023-02-24 13:00 | 0 | 0.61503 | 0.18233
2023-02-24 14:00 | 0 | 0.58526 | 0.15183
2023-02-24 15:00 | 0 | 0.55958 | 0.15097
2023-02-24 16:00 | 0 | 0.22796 | 0.14095
2023-02-24 17:00 | 0 | 0.10973 | 0.14285
2023-02-24 18:00 | 0 | 0 | 0.12535
2023-02-24 19:00 | 0 | 0 | 0.062067
2023-02-24 20:00 | 0 | 0 | 0.12435
2023-02-24 21:00 | 0 | 0 | 0.12257
2023-02-24 22:00 | 0 | 0 | 0.12943
2023-02-24 23:00 | 0 | 0 | 0.1812
2023-02-25 | 0 | 0 | 0.22625
2023-02-25 01:00 | 0 | 0 | 0.26738
2023-02-25 02:00 | 0 | 0 | 0.32707
2023-02-25 03:00 | 0 | 0 | 0.3184
2023-02-25 04:00 | 0 | 0 | 0.30273
2023-02-25 05:00 | 0 | 0 | 0.25047
2023-02-25 06:00 | 0 | 0.10128 | 0.19338
2023-02-25 07:00 | 0.27153 | 0.1851 | 0.2222
2023-02-25 08:00 | 0.75162 | 0.49106 | 0.1565
2023-02-25 09:00 | 0.64918 | 0.63113 | 0.23127
2023-02-25 10:00 | 0 | 0.47895 | 0.31488
2023-02-25 11:00 | 0.026386 | 0.72197 | 0.25993
2023-02-25 12:00 | 0 | 0.77632 | 0.19062
2023-02-25 13:00 | 0 | 0.70858 | 0.15515
2023-02-25 14:00 | 0 | 0.71827 | 0.12272
2023-02-25 15:00 | 0 | 0.55741 | 0.069133
2023-02-25 16:00 | 0 | 0.44808 | 0.37538
2023-02-25 17:00 | 0 | 0.083223 | 0.1652
2023-02-25 18:00 | 0 | 0 | 0.26732
2023-02-25 19:00 | 0 | 0 | 0.24105
2023-02-25 20:00 | 0 | 0 | 0.19063
2023-02-25 21:00 | 0 | 0 | 0.18645
2023-02-25 22:00 | 0 | 0 | 0.31543
2023-02-25 23:00 | 0 | 0 | 0.38292
2023-02-26 | 0 | 0 | 0.42102
2023-02-26 01:00 | 0 | 0 | 0.4572
2023-02-26 02:00 | 0 | 0 | 0.45812
2023-02-26 03:00 | 0 | 0 | 0.39582
2023-02-26 04:00 | 0 | 0 | 0.35158
2023-02-26 05:00 | 0 | 0.0028562 | 0.32648
2023-02-26 06:00 | 0 | 0.23644 | 0.29325
2023-02-26 07:00 | 0.11494 | 0.64363 | 0.29325
2023-02-26 08:00 | 0.65723 | 0.84509 | 0.1324
2023-02-26 09:00 | 0.68029 | 0.90046 | 0.14263
2023-02-26 10:00 | 0.53838 | 0.90061 | 0.13463
2023-02-26 11:00 | 0.38614 | 0.90061 | 0.10745
2023-02-26 12:00 | 0 | 0.90061 | 0.097583
2023-02-26 13:00 | 0 | 0.88803 | 0.1105
2023-02-26 14:00 | 0.10815 | 0.86496 | 0.13702
2023-02-26 15:00 | 0.55635 | 0.83177 | 0.17503
2023-02-26 16:00 | 0.32244 | 0.58561 | 0.22463
2023-02-26 17:00 | 0 | 0.17655 | 0.29693
2023-02-26 18:00 | 0 | 0 | 0.38167
2023-02-26 19:00 | 0 | 0 | 0.41307
2023-02-26 20:00 | 0 | 0 | 0.41297
2023-02-26 21:00 | 0 | 0 | 0.49257
2023-02-26 22:00 | 0 | 0 | 0.54935
2023-02-26 23:00 | 0 | 0 | 0.56698
2023-02-27 | 0 | 0 | 0.50532
2023-02-27 01:00 | 0 | 0 | 0.46027
2023-02-27 02:00 | 0 | 0 | 0.45115
2023-02-27 03:00 | 0 | 0 | 0.48035
2023-02-27 04:00 | 0 | 0 | 0.44745
2023-02-27 05:00 | 0 | 0.0029828 | 0.36515
2023-02-27 06:00 | 0 | 0.24244 | 0.25195
2023-02-27 07:00 | 0 | 0.66307 | 0.16092
2023-02-27 08:00 | 0 | 0.86385 | 0.059117
2023-02-27 09:00 | 0 | 0.90061 | 0.011667
2023-02-27 10:00 | 0.049866 | 0.90061 | 0.05465
2023-02-27 11:00 | 0 | 0.90061 | 0.10402
2023-02-27 12:00 | 0.080557 | 0.90061 | 0.1681
2023-02-27 13:00 | 0.4752 | 0.90061 | 0.26418
2023-02-27 14:00 | 0.73768 | 0.88551 | 0.39437
2023-02-27 15:00 | 0.81218 | 0.77236 | 0.50775
2023-02-27 16:00 | 0.66102 | 0.58351 | 0.5629
2023-02-27 17:00 | 0.35473 | 0.17361 | 0.55043
2023-02-27 18:00 | 0 | 0 | 0.45903
2023-02-27 19:00 | 0 | 0 | 0.40668
2023-02-27 20:00 | 0 | 0 | 0.42257
2023-02-27 21:00 | 0 | 0 | 0.48753
2023-02-27 22:00 | 0 | 0 | 0.50932
2023-02-27 23:00 | 0 | 0 | 0.43472
2023-02-28 | 0 | 0 | 0.32725
2023-02-28 01:00 | 0 | 0 | 0.25063
2023-02-28 02:00 | 0 | 0 | 0.26703
2023-02-28 03:00 | 0 | 0 | 0.37372
2023-02-28 04:00 | 0 | 0 | 0.4548
2023-02-28 05:00 | 0 | 0.0028776 | 0.5013
2023-02-28 06:00 | 0 | 0.24265 | 0.51582
2023-02-28 07:00 | 0.24139 | 0.66175 | 0.52582
2023-02-28 08:00 | 0.76725 | 0.87358 | 0.3411
2023-02-28 09:00 | 0.88474 | 0.90061 | 0.18905
2023-02-28 10:00 | 0.93902 | 0.90061 | 0.22772
2023-02-28 11:00 | 0.87629 | 0.90061 | 0.26615
2023-02-28 12:00 | 0.85191 | 0.90061 | 0.33248
2023-02-28 13:00 | 0.61638 | 0.90061 | 0.40472
2023-02-28 14:00 | 0 | 0.89138 | 0.42918
2023-02-28 15:00 | 0.19721 | 0.84911 | 0.42742
2023-02-28 16:00 | 0.64632 | 0.59879 | 0.45442
2023-02-28 17:00 | 0.3645 | 0.17606 | 0.49313
2023-02-28 18:00 | 0 | 0 | 0.489
2023-02-28 19:00 | 0 | 0 | 0.47058
2023-02-28 20:00 | 0 | 0 | 0.40417
2023-02-28 21:00 | 0 | 0 | 0.51452
2023-02-28 22:00 | 0 | 0 | 0.62678
2023-02-28 23:00 | 0 | 0 | 0.67402
2023-03-01 | 0 | 0 | 0.60185
2023-03-01 01:00 | 0 | 0 | 0.51873
2023-03-01 02:00 | 0 | 0 | 0.46915
2023-03-01 03:00 | 0 | 0 | 0.44025
2023-03-01 04:00 | 0 | 0 | 0.42945
2023-03-01 05:00 | 0 | 0.0023785 | 0.4529
2023-03-01 06:00 | 0 | 0.24861 | 0.45107
2023-03-01 07:00 | 0.14522 | 0.67593 | 0.40455
2023-03-01 08:00 | 0.78081 | 0.87493 | 0.29518
2023-03-01 09:00 | 0.34508 | 0.90061 | 0.17733
2023-03-01 10:00 | 0.40882 | 0.90061 | 0.21383
2023-03-01 11:00 | 0.7831 | 0.90061 | 0.24223
2023-03-01 12:00 | 0.42365 | 0.90061 | 0.25098
2023-03-01 13:00 | 0 | 0.90061 | 0.30282
2023-03-01 14:00 | 0.32684 | 0.88269 | 0.38945
2023-03-01 15:00 | 0.84611 | 0.83935 | 0.46898
2023-03-01 16:00 | 0.55748 | 0.58629 | 0.53392
2023-03-01 17:00 | 0.26339 | 0.16777 | 0.61038
2023-03-01 18:00 | 0 | 0 | 0.59922
2023-03-01 19:00 | 0 | 0 | 0.53802
2023-03-01 20:00 | 0 | 0 | 0.57578
2023-03-01 21:00 | 0 | 0 | 0.60973
2023-03-01 22:00 | 0 | 0 | 0.6024
2023-03-01 23:00 | 0 | 0 | 0.59788
2023-03-02 | 0 | 0 | 0.56593
2023-03-02 01:00 | 0 | 0 | 0.50672
2023-03-02 02:00 | 0 | 0 | 0.4763
2023-03-02 03:00 | 0 | 0 | 0.47873
2023-03-02 04:00 | 0 | 0 | 0.484
2023-03-02 05:00 | 0 | 0 | 0.51702
2023-03-02 06:00 | 0 | 0.24063 | 0.52502
2023-03-02 07:00 | 0.34392 | 0.66834 | 0.5139
2023-03-02 08:00 | 0.81216 | 0.86962 | 0.4931
2023-03-02 09:00 | 0.90899 | 0.90061 | 0.28323
2023-03-02 10:00 | 0.95571 | 0.90061 | 0.32443
2023-03-02 11:00 | 0.95586 | 0.90061 | 0.38262
2023-03-02 12:00 | 0.95607 | 0.90061 | 0.4292
2023-03-02 13:00 | 0.95648 | 0.89989 | 0.46088
2023-03-02 14:00 | 0.93685 | 0.87764 | 0.45735
2023-03-02 15:00 | 0 | 0.83575 | 0.46227
2023-03-02 16:00 | 0 | 0.58098 | 0.50715
2023-03-02 17:00 | 0.14212 | 0.16464 | 0.52455
2023-03-02 18:00 | 0 | 0 | 0.4965
2023-03-02 19:00 | 0 | 0 | 0.40077
2023-03-02 20:00 | 0 | 0 | 0.3766
2023-03-02 21:00 | 0 | 0 | 0.37847
2023-03-02 22:00 | 0 | 0 | 0.36903
2023-03-02 23:00 | 0 | 0 | 0.30623
2023-03-03 | 0 | 0 | 0.21147
2023-03-03 01:00 | 0 | 0 | 0.16445
2023-03-03 02:00 | 0 | 0 | 0.20428
2023-03-03 03:00 | 0 | 0 | 0.36557
2023-03-03 04:00 | 0 | 0 | 0.63023
2023-03-03 05:00 | 0 | 0 | 0.77722
2023-03-03 06:00 | 0 | 0.23906 | 0.74577
2023-03-03 07:00 | 0.36539 | 0.66464 | 0.61308
2023-03-03 08:00 | 0.8351 | 0.86332 | 0.42042
2023-03-03 09:00 | 0.92883 | 0.87917 | 0.26292
2023-03-03 10:00 | 0.95275 | 0.8942 | 0.27798
2023-03-03 11:00 | 0.95259 | 0.89576 | 0.20185
2023-03-03 12:00 | 0.95366 | 0.89509 | 0.1699
2023-03-03 13:00 | 0.95381 | 0.88073 | 0.22075
2023-03-03 14:00 | 0.95405 | 0.84964 | 0.31908
2023-03-03 15:00 | 0 | 0.79217 | 0.4603
2023-03-03 16:00 | 0 | 0.5193 | 0.59657
2023-03-03 17:00 | 0.064973 | 0.13633 | 0.71587
2023-03-03 18:00 | 0 | 0 | 0.7753
2023-03-03 19:00 | 0 | 0 | 0.67405
2023-03-03 20:00 | 0 | 0 | 0.60703
2023-03-03 21:00 | 0 | 0 | 0.5544
2023-03-03 22:00 | 0 | 0 | 0.52715
2023-03-03 23:00 | 0 | 0 | 0.53487
2023-03-04 | 0 | 0 | 0.59643
2023-03-04 01:00 | 0 | 0 | 0.60317
2023-03-04 02:00 | 0 | 0 | 0.62643
2023-03-04 03:00 | 0 | 0 | 0.68298
2023-03-04 04:00 | 0 | 0 | 0.79655
2023-03-04 05:00 | 0 | 0 | 0.82242
2023-03-04 06:00 | 0 | 0.20328 | 0.77737
2023-03-04 07:00 | 0.36296 | 0.59982 | 0.72955
2023-03-04 08:00 | 0.83147 | 0.8114 | 0.1072
2023-03-04 09:00 | 0.92641 | 0.78255 | 0.019567
2023-03-04 10:00 | 0.95274 | 0.81838 | 0.02955
2023-03-04 11:00 | 0.9526 | 0.7817 | 0.19155
2023-03-04 12:00 | 0.95268 | 0.78754 | 0.37333
2023-03-04 13:00 | 0.95368 | 0.7765 | 0.42625
2023-03-04 14:00 | 0.95415 | 0.71592 | 0.51843
2023-03-04 15:00 | 0 | 0.60345 | 0.69152
2023-03-04 16:00 | 0 | 0.36556 | 0.81533
2023-03-04 17:00 | 0 | 0.086912 | 0.8662
2023-03-04 18:00 | 0 | 0 | 0.86147
2023-03-04 19:00 | 0 | 0 | 0.89843
2023-03-04 20:00 | 0 | 0 | 0.75757
2023-03-04 21:00 | 0 | 0 | 0.91472
2023-03-04 22:00 | 0 | 0 | 0.98602
2023-03-04 23:00 | 0 | 0 | 0.99778
2023-03-05 | 0 | 0 | 0.99927
2023-03-05 01:00 | 0 | 0 | 0.99912
2023-03-05 02:00 | 0 | 0 | 0.99977
2023-03-05 03:00 | 0 | 0 | 1
2023-03-05 04:00 | 0 | 0 | 1
2023-03-05 05:00 | 0 | 0 | 1
2023-03-05 06:00 | 0 | 0.13818 | 1
2023-03-05 07:00 | 0.34136 | 0.45491 | 1
2023-03-05 08:00 | 0.80794 | 0.70734 | 0.99998
2023-03-05 09:00 | 0.90519 | 0.8989 | 1
2023-03-05 10:00 | 0.95372 | 0.90061 | 0.99993
2023-03-05 11:00 | 0.95389 | 0.90061 | 0.99753
2023-03-05 12:00 | 0.74485 | 0.90061 | 0.981
2023-03-05 13:00 | 0.62905 | 0.90061 | 0.94527
2023-03-05 14:00 | 0.48677 | 0.87835 | 0.89893
2023-03-05 15:00 | 0.6676 | 0.81738 | 0.84733
2023-03-05 16:00 | 0.46788 | 0.52835 | 0.82288
2023-03-05 17:00 | 0 | 0.13378 | 0.83948
2023-03-05 18:00 | 0 | 0 | 0.85505
2023-03-05 19:00 | 0 | 0 | 0.77695
2023-03-05 20:00 | 0 | 0 | 0.808
2023-03-05 21:00 | 0 | 0 | 0.81543
2023-03-05 22:00 | 0 | 0 | 0.84892
2023-03-05 23:00 | 0 | 0 | 0.91943
2023-03-06 | 0 | 0 | 0.95885
2023-03-06 01:00 | 0 | 0 | 0.98723
2023-03-06 02:00 | 0 | 0 | 0.9944
2023-03-06 03:00 | 0 | 0 | 0.9976
2023-03-06 04:00 | 0 | 0 | 0.99802
2023-03-06 05:00 | 0 | 0 | 0.99757
2023-03-06 06:00 | 0 | 0.20884 | 0.99608
2023-03-06 07:00 | 0.0055864 | 0.62628 | 0.99442
2023-03-06 08:00 | 0.67144 | 0.86321 | 0.95915
2023-03-06 09:00 | 0.89783 | 0.90061 | 0.8784
2023-03-06 10:00 | 0.9536 | 0.90061 | 0.88565
2023-03-06 11:00 | 0.95374 | 0.90061 | 0.81795
2023-03-06 12:00 | 0.95393 | 0.90061 | 0.6414
2023-03-06 13:00 | 0.65034 | 0.90061 | 0.49768
2023-03-06 14:00 | 0.71342 | 0.90061 | 0.40672
2023-03-06 15:00 | 0.32839 | 0.87169 | 0.34013
2023-03-06 16:00 | 0 | 0.57945 | 0.32495
2023-03-06 17:00 | 0 | 0.14879 | 0.2971
2023-03-06 18:00 | 0 | 0 | 0.3146
2023-03-06 19:00 | 0 | 0 | 0.41343
2023-03-06 20:00 | 0 | 0 | 0.52942
2023-03-06 21:00 | 0 | 0 | 0.65325
2023-03-06 22:00 | 0 | 0 | 0.71903
2023-03-06 23:00 | 0 | 0 | 0.73105
2023-03-07 | 0 | 0 | 0.69613
2023-03-07 01:00 | 0 | 0 | 0.6363
2023-03-07 02:00 | 0 | 0 | 0.6217
2023-03-07 03:00 | 0 | 0 | 0.6192
2023-03-07 04:00 | 0 | 0 | 0.6758
2023-03-07 05:00 | 0 | 0.0064608 | 0.78907
2023-03-07 06:00 | 0 | 0.24285 | 0.84102
2023-03-07 07:00 | 0.3358 | 0.68009 | 0.84167
2023-03-07 08:00 | 0.80755 | 0.90061 | 0.61532
2023-03-07 09:00 | 0.90684 | 0.90061 | 0.31587
2023-03-07 10:00 | 0.95418 | 0.90061 | 0.29898
2023-03-07 11:00 | 0.95434 | 0.90061 | 0.31878
2023-03-07 12:00 | 0.95453 | 0.90061 | 0.20927
2023-03-07 13:00 | 0.91329 | 0.90061 | 0.10293
2023-03-07 14:00 | 0.86885 | 0.89612 | 0.069117
2023-03-07 15:00 | 0.26381 | 0.85851 | 0.05885
2023-03-07 16:00 | 0 | 0.56695 | 0.063083
2023-03-07 17:00 | 0 | 0.14402 | 0.071583
2023-03-07 18:00 | 0 | 0 | 0.1028
2023-03-07 19:00 | 0 | 0 | 0.2058
2023-03-07 20:00 | 0 | 0 | 0.42445
2023-03-07 21:00 | 0 | 0 | 0.66
2023-03-07 22:00 | 0 | 0 | 0.77503
2023-03-07 23:00 | 0 | 0 | 0.76143
2023-03-08 | 0 | 0 | 0.70672
2023-03-08 01:00 | 0 | 0 | 0.65708
2023-03-08 02:00 | 0 | 0 | 0.60398
2023-03-08 03:00 | 0 | 0 | 0.55825
2023-03-08 04:00 | 0 | 0 | 0.53778
2023-03-08 05:00 | 0 | 0.0064014 | 0.51275
2023-03-08 06:00 | 0 | 0.23512 | 0.50457
2023-03-08 07:00 | 0.3482 | 0.66097 | 0.50962
2023-03-08 08:00 | 0.81969 | 0.87877 | 0.27512
2023-03-08 09:00 | 0.91746 | 0.88875 | 0.1168
2023-03-08 10:00 | 0.95409 | 0.88294 | 0.10288
2023-03-08 11:00 | 0.95415 | 0.7641 | 0.03185
2023-03-08 12:00 | 0.95436 | 0.5557 | 0
2023-03-08 13:00 | 0.95448 | 0.71944 | 0
2023-03-08 14:00 | 0.94414 | 0.72557 | 0
2023-03-08 15:00 | 0 | 0.56307 | 0
2023-03-08 16:00 | 0 | 0.51453 | 0
2023-03-08 17:00 | 0.11622 | 0.12373 | 0.0060167
2023-03-08 18:00 | 0 | 0 | 0.0491
2023-03-08 19:00 | 0 | 0 | 0.2423
2023-03-08 20:00 | 0 | 0 | 0.56715
2023-03-08 21:00 | 0 | 0 | 0.62978
2023-03-08 22:00 | 0 | 0 | 0.41638
2023-03-08 23:00 | 0 | 0 | 0.2475
2023-03-09 | 0 | 0 | 0.18082
2023-03-09 01:00 | 0 | 0 | 0.11207
2023-03-09 02:00 | 0 | 0 | 0.03915
2023-03-09 03:00 | 0 | 0 | 0
2023-03-09 04:00 | 0 | 0 | 0
2023-03-09 05:00 | 0 | 0.0063925 | 0
2023-03-09 06:00 | 0 | 0.22274 | 0
2023-03-09 07:00 | 0.30886 | 0.63921 | 0
2023-03-09 08:00 | 0.77421 | 0.85324 | 0
2023-03-09 09:00 | 0.87462 | 0.6083 | 0
2023-03-09 10:00 | 0.9339 | 0.65531 | 0
2023-03-09 11:00 | 0.95461 | 0.67842 | 0
2023-03-09 12:00 | 0.80647 | 0.76147 | 0
2023-03-09 13:00 | 0.65624 | 0.76834 | 0.00965
2023-03-09 14:00 | 0.59543 | 0.70954 | 0.0095167
2023-03-09 15:00 | 0.45577 | 0.27674 | 0.018467
2023-03-09 16:00 | 0.59086 | 0.36161 | 0.041467
2023-03-09 17:00 | 0 | 0.11991 | 0.0858
2023-03-09 18:00 | 0 | 0 | 0.14595
2023-03-09 19:00 | 0 | 0 | 0.2397
2023-03-09 20:00 | 0 | 0 | 0.386
2023-03-09 21:00 | 0 | 0 | 0.5733
2023-03-09 22:00 | 0 | 0 | 0.67928
2023-03-09 23:00 | 0 | 0 | 0.57017
2023-03-10 | 0 | 0 | 0.40297
2023-03-10 01:00 | 0 | 0 | 0.28422
2023-03-10 02:00 | 0 | 0 | 0.20288
2023-03-10 03:00 | 0 | 0 | 0.14438
2023-03-10 04:00 | 0 | 0 | 0.091967
2023-03-10 05:00 | 0 | 0.0055068 | 0.05955
2023-03-10 06:00 | 0 | 0.20655 | 0.036233
2023-03-10 07:00 | 0.25123 | 0.61008 | 0.0035
2023-03-10 08:00 | 0.71361 | 0.83052 | 0
2023-03-10 09:00 | 0.77472 | 0.86734 | 0
2023-03-10 10:00 | 0.42316 | 0.86314 | 0
2023-03-10 11:00 | 0.53355 | 0.79006 | 0.11397
2023-03-10 12:00 | 0.44716 | 0.68668 | 0.19672
2023-03-10 13:00 | 0.67793 | 0.40823 | 0.22672
2023-03-10 14:00 | 0.31831 | 0.14689 | 0.25132
2023-03-10 15:00 | 0 | 0.44391 | 0.26785
2023-03-10 16:00 | 0 | 0.42906 | 0.29287
2023-03-10 17:00 | 0 | 0.10881 | 0.30425
2023-03-10 18:00 | 0 | 0 | 0.25818
2023-03-10 19:00 | 0 | 0 | 0.26185
2023-03-10 20:00 | 0 | 0 | 0.2907
2023-03-10 21:00 | 0 | 0 | 0.29237
2023-03-10 22:00 | 0 | 0 | 0.2569
2023-03-10 23:00 | 0 | 0 | 0.21413
2023-03-11 | 0 | 0 | 0.23267
2023-03-11 01:00 | 0 | 0 | 0.25852
2023-03-11 02:00 | 0 | 0 | 0.25308
2023-03-11 03:00 | 0 | 0 | 0.29173
2023-03-11 04:00 | 0 | 0 | 0.25548
2023-03-11 05:00 | 0 | 0.0054793 | 0.15858
2023-03-11 06:00 | 0 | 0.20269 | 0.090167
2023-03-11 07:00 | 0.14835 | 0.60171 | 0.083083
2023-03-11 08:00 | 0.3921 | 0.82055 | 0.043133
2023-03-11 09:00 | 0.60526 | 0.86068 | 0.041033
2023-03-11 10:00 | 0.40233 | 0.86724 | 0.057917
2023-03-11 11:00 | 0 | 0.85424 | 0.04185
2023-03-11 12:00 | 0 | 0.84006 | 0.054967
2023-03-11 13:00 | 0 | 0.83992 | 0.081283
2023-03-11 14:00 | 0 | 0.82254 | 0.11195
2023-03-11 15:00 | 0 | 0.74544 | 0.12887
2023-03-11 16:00 | 0 | 0.41168 | 0.152
2023-03-11 17:00 | 0 | 0.088376 | 0.15618
2023-03-11 18:00 | 0 | 0 | 0.29162
2023-03-11 19:00 | 0 | 0 | 0.25937
2023-03-11 20:00 | 0 | 0 | 0.27858
2023-03-11 21:00 | 0 | 0 | 0.3938
2023-03-11 22:00 | 0 | 0 | 0.43303
2023-03-11 23:00 | 0 | 0 | 0.35462
2023-03-12 | 0 | 0 | 0.42417
2023-03-12 01:00 | 0 | 0 | 0.42977
2023-03-12 02:00 | 0 | 0 | 0.39267
2023-03-12 03:00 | 0 | 0 | 0.40732
2023-03-12 04:00 | 0 | 0 | 0.44868
2023-03-12 05:00 | 0 | 0.0054758 | 0.44853
2023-03-12 06:00 | 0 | 0.18377 | 0.4429
2023-03-12 07:00 | 0.27349 | 0.56457 | 0.48642
2023-03-12 08:00 | 0.73166 | 0.79238 | 0.22958
2023-03-12 09:00 | 0.83083 | 0.82824 | 0.2317
2023-03-12 10:00 | 0.70106 | 0.84348 | 0.19195
2023-03-12 11:00 | 0.51773 | 0.81125 | 0.147
2023-03-12 12:00 | 0.60077 | 0.78187 | 0.090567
2023-03-12 13:00 | 0.55882 | 0.77144 | 0.077
2023-03-12 14:00 | 0.69327 | 0.76015 | 0.0841
2023-03-12 15:00 | 0 | 0.68383 | 0.091417
2023-03-12 16:00 | 0 | 0.28934 | 0.087067
2023-03-12 17:00 | 0 | 0.050798 | 0.089433
2023-03-12 18:00 | 0 | 0 | 0.076867
2023-03-12 19:00 | 0 | 0 | 0.066883
2023-03-12 20:00 | 0 | 0 | 0.045867
2023-03-12 21:00 | 0 | 0 | 0.17605
2023-03-12 22:00 | 0 | 0 | 0.29192
2023-03-12 23:00 | 0 | 0 | 0.3335
2023-03-13 | 0 | 0 | 0.33073
2023-03-13 01:00 | 0 | 0 | 0.24858
2023-03-13 02:00 | 0 | 0 | 0.16325
2023-03-13 03:00 | 0 | 0 | 0.19597
2023-03-13 04:00 | 0 | 0 | 0.28515
2023-03-13 05:00 | 0 | 0.0054719 | 0.33565
2023-03-13 06:00 | 0 | 0.18901 | 0.35867
2023-03-13 07:00 | 0 | 0.58031 | 0.43617
2023-03-13 08:00 | 0 | 0.81503 | 0.40015
2023-03-13 09:00 | 0 | 0.86051 | 0.43302
2023-03-13 10:00 | 0.68014 | 0.8739 | 0.34382
2023-03-13 11:00 | 0.88829 | 0.87432 | 0.21202
2023-03-13 12:00 | 0.936 | 0.86724 | 0.11345
2023-03-13 13:00 | 0.78739 | 0.85541 | 0.10243
2023-03-13 14:00 | 0.72636 | 0.83796 | 0.14517
2023-03-13 15:00 | 0.59507 | 0.78397 | 0.20905
2023-03-13 16:00 | 0.5344 | 0.48967 | 0.25885
2023-03-13 17:00 | 0.30982 | 0.10589 | 0.28993
2023-03-13 18:00 | 0 | 0 | 0.31498
2023-03-13 19:00 | 0 | 0 | 0.36512
2023-03-13 20:00 | 0 | 0 | 0.35127
2023-03-13 21:00 | 0 | 0 | 0.33367
2023-03-13 22:00 | 0 | 0 | 0.29095
2023-03-13 23:00 | 0 | 0 | 0.24593
2023-03-14 | 0 | 0 | 0.22028
2023-03-14 01:00 | 0 | 0 | 0.1658
2023-03-14 02:00 | 0 | 0 | 0.14657
2023-03-14 03:00 | 0 | 0 | 0.14255
2023-03-14 04:00 | 0 | 0 | 0.12507
2023-03-14 05:00 | 0 | 0.0046417 | 0.11083
2023-03-14 06:00 | 0 | 0.12724 | 0.11913
2023-03-14 07:00 | 0.29858 | 0.4688 | 0.16437
2023-03-14 08:00 | 0.76216 | 0.79095 | 0.1353
2023-03-14 09:00 | 0.86574 | 0.85858 | 0.092883
2023-03-14 10:00 | 0.92407 | 0.86186 | 0.21523
2023-03-14 11:00 | 0.93939 | 0.85043 | 0.24923
2023-03-14 12:00 | 0.7248 | 0.78707 | 0.2286
2023-03-14 13:00 | 0.88254 | 0.68796 | 0.21832
2023-03-14 14:00 | 0.74725 | 0.57546 | 0.28778
2023-03-14 15:00 | 0.55695 | 0.65474 | 0.41883
2023-03-14 16:00 | 0.25662 | 0.2943 | 0.54132
2023-03-14 17:00 | 0 | 0.057924 | 0.67953
2023-03-14 18:00 | 0 | 0 | 0.73433
2023-03-14 19:00 | 0 | 0 | 0.74867
2023-03-14 20:00 | 0 | 0 | 0.79727
2023-03-14 21:00 | 0 | 0 | 0.81322
2023-03-14 22:00 | 0 | 0 | 0.82737
2023-03-14 23:00 | 0 | 0 | 0.77477
2023-03-15 | 0 | 0 | 0.59713
2023-03-15 01:00 | 0 | 0 | 0.422
2023-03-15 02:00 | 0 | 0 | 0.2982
2023-03-15 03:00 | 0 | 0 | 0.20412
2023-03-15 04:00 | 0 | 0 | 0.13913
2023-03-15 05:00 | 0 | 0.005464 | 0.11423
2023-03-15 06:00 | 0 | 0.20104 | 0.10452
2023-03-15 07:00 | 0.29592 | 0.60516 | 0.098583
2023-03-15 08:00 | 0.7591 | 0.8261 | 0.10528
2023-03-15 09:00 | 0.86014 | 0.86684 | 0.048633
2023-03-15 10:00 | 0.92183 | 0.86809 | 0.063467
2023-03-15 11:00 | 0.9552 | 0.85737 | 0.13778
2023-03-15 12:00 | 0.95525 | 0.84555 | 0.27438
2023-03-15 13:00 | 0.94641 | 0.8385 | 0.30725
2023-03-15 14:00 | 0.8812 | 0.64516 | 0.32
2023-03-15 15:00 | 0.37195 | 0.56741 | 0.3567
2023-03-15 16:00 | 0 | 0.47984 | 0.38852
2023-03-15 17:00 | 0 | 0.099202 | 0.44813
2023-03-15 18:00 | 0 | 0 | 0.63622
2023-03-15 19:00 | 0 | 0 | 0.83208
2023-03-15 20:00 | 0 | 0 | 0.96335
2023-03-15 21:00 | 0 | 0 | 0.9952
2023-03-15 22:00 | 0 | 0 | 0.99272
2023-03-15 23:00 | 0 | 0 | 0.97603
2023-03-16 | 0 | 0 | 0.9708
2023-03-16 01:00 | 0 | 0 | 0.97322
2023-03-16 02:00 | 0 | 0 | 0.98535
2023-03-16 03:00 | 0 | 0 | 0.99338
2023-03-16 04:00 | 0 | 0 | 0.99757
2023-03-16 05:00 | 0 | 0 | 0.99805
2023-03-16 06:00 | 0 | 0.20126 | 0.99638
2023-03-16 07:00 | 0.29518 | 0.62578 | 0.99627
2023-03-16 08:00 | 0.76181 | 0.85712 | 0.98935
2023-03-16 09:00 | 0.8624 | 0.90061 | 0.9884
2023-03-16 10:00 | 0.92309 | 0.90061 | 0.96132
2023-03-16 11:00 | 0.9549 | 0.90061 | 0.90443
2023-03-16 12:00 | 0.95463 | 0.90061 | 0.76935
2023-03-16 13:00 | 0.94997 | 0.89843 | 0.62242
2023-03-16 14:00 | 0.89231 | 0.87689 | 0.51753
2023-03-16 15:00 | 0.34788 | 0.83949 | 0.43405
2023-03-16 16:00 | 0 | 0.50979 | 0.38207
2023-03-16 17:00 | 0 | 0.10303 | 0.38515
2023-03-16 18:00 | 0 | 0 | 0.42567
2023-03-16 19:00 | 0 | 0 | 0.53497
2023-03-16 20:00 | 0 | 0 | 0.77057
2023-03-16 21:00 | 0 | 0 | 0.85415
2023-03-16 22:00 | 0 | 0 | 0.90472
2023-03-16 23:00 | 0 | 0 | 0.93207
2023-03-17 | 0 | 0 | 0.93395
2023-03-17 01:00 | 0 | 0 | 0.94065
2023-03-17 02:00 | 0 | 0 | 0.95268
2023-03-17 03:00 | 0 | 0 | 0.9668
2023-03-17 04:00 | 0 | 0 | 0.96878
2023-03-17 05:00 | 0 | 0 | 0.97358
2023-03-17 06:00 | 0 | 0.21232 | 0.97192
2023-03-17 07:00 | 0.30064 | 0.65207 | 0.96635
2023-03-17 08:00 | 0.77366 | 0.88611 | 0.90332
2023-03-17 09:00 | 0.87222 | 0.90061 | 0.81907
2023-03-17 10:00 | 0.93183 | 0.90061 | 0.79713
2023-03-17 11:00 | 0.95261 | 0.90061 | 0.69502
2023-03-17 12:00 | 0.95366 | 0.90061 | 0.48883
2023-03-17 13:00 | 0.95375 | 0.90061 | 0.28627
2023-03-17 14:00 | 0.89781 | 0.88373 | 0.20292
2023-03-17 15:00 | 0.30061 | 0.8433 | 0.16763
2023-03-17 16:00 | 0 | 0.51624 | 0.17172
2023-03-17 17:00 | 0 | 0.099712 | 0.19303
2023-03-17 18:00 | 0 | 0 | 0.25962
2023-03-17 19:00 | 0 | 0 | 0.49032
2023-03-17 20:00 | 0 | 0 | 0.80317
2023-03-17 21:00 | 0 | 0 | 0.89923
2023-03-17 22:00 | 0 | 0 | 0.9162
2023-03-17 23:00 | 0 | 0 | 0.94667
2023-03-18 | 0 | 0 | 0.96183
2023-03-18 01:00 | 0 | 0 | 0.95907
2023-03-18 02:00 | 0 | 0 | 0.93775
2023-03-18 03:00 | 0 | 0 | 0.91493
2023-03-18 04:00 | 0 | 0 | 0.88488
2023-03-18 05:00 | 0 | 0 | 0.88927
2023-03-18 06:00 | 0 | 0.21804 | 0.88948
2023-03-18 07:00 | 0.30582 | 0.65787 | 0.87933
2023-03-18 08:00 | 0.77778 | 0.88009 | 0.73075
2023-03-18 09:00 | 0.87809 | 0.89398 | 0.46077
2023-03-18 10:00 | 0.93828 | 0.89719 | 0.37325
2023-03-18 11:00 | 0.95268 | 0.89868 | 0.22902
2023-03-18 12:00 | 0.95259 | 0.89936 | 0.014567
2023-03-18 13:00 | 0.95278 | 0.887 | 0
2023-03-18 14:00 | 0.90235 | 0.86467 | 0
2023-03-18 15:00 | 0.27588 | 0.82707 | 0
2023-03-18 16:00 | 0 | 0.50103 | 0.0038833
2023-03-18 17:00 | 0 | 0.093714 | 0.016133
2023-03-18 18:00 | 0 | 0 | 0.034833
2023-03-18 19:00 | 0 | 0 | 0.1407
2023-03-18 20:00 | 0 | 0 | 0.47423
2023-03-18 21:00 | 0 | 0 | 0.78303
2023-03-18 22:00 | 0 | 0 | 0.92485
2023-03-18 23:00 | 0 | 0 | 0.94407
2023-03-19 | 0 | 0 | 0.92452
2023-03-19 01:00 | 0 | 0 | 0.85792
2023-03-19 02:00 | 0 | 0 | 0.65818
2023-03-19 03:00 | 0 | 0 | 0.48428
2023-03-19 04:00 | 0 | 0 | 0.41733
2023-03-19 05:00 | 0 | 0 | 0.44912
2023-03-19 06:00 | 0 | 0.2139 | 0.45648
2023-03-19 07:00 | 0.28406 | 0.6489 | 0.46935
2023-03-19 08:00 | 0.75195 | 0.86916 | 0.30013
2023-03-19 09:00 | 0.85512 | 0.8734 | 0.16622
2023-03-19 10:00 | 0.9175 | 0.87771 | 0.13173
2023-03-19 11:00 | 0.94009 | 0.87667 | 0.059833
2023-03-19 12:00 | 0.95268 | 0.87219 | 0.045667
2023-03-19 13:00 | 0.7011 | 0.86079 | 0.075
2023-03-19 14:00 | 0 | 0.8391 | 0.12117
2023-03-19 15:00 | 0 | 0.79989 | 0.18677
2023-03-19 16:00 | 0 | 0.47058 | 0.25303
2023-03-19 17:00 | 0 | 0.085128 | 0.32705
2023-03-19 18:00 | 0 | 0 | 0.51902
2023-03-19 19:00 | 0 | 0 | 0.74607
2023-03-19 20:00 | 0 | 0 | 0.86752
2023-03-19 21:00 | 0 | 0 | 0.86815
2023-03-19 22:00 | 0 | 0 | 0.80552
2023-03-19 23:00 | 0 | 0 | 0.73652
2023-03-20 | 0 | 0 | 0.70462
2023-03-20 01:00 | 0 | 0 | 0.73733
2023-03-20 02:00 | 0 | 0 | 0.73035
2023-03-20 03:00 | 0 | 0 | 0.71107
2023-03-20 04:00 | 0 | 0 | 0.64933
2023-03-20 05:00 | 0 | 0 | 0.64872
2023-03-20 06:00 | 0 | 0.1948 | 0.64067
2023-03-20 07:00 | 0.17664 | 0.60776 | 0.5861
2023-03-20 08:00 | 0.3433 | 0.8375 | 0.33038
2023-03-20 09:00 | 0.69773 | 0.85716 | 0.22135
2023-03-20 10:00 | 0.88858 | 0.8562 | 0.24315
2023-03-20 11:00 | 0.92814 | 0.78796 | 0.26355
2023-03-20 12:00 | 0.94766 | 0.70499 | 0.2403
2023-03-20 13:00 | 0.91246 | 0.77429 | 0.25935
2023-03-20 14:00 | 0.85356 | 0.78622 | 0.29628
2023-03-20 15:00 | 0.71991 | 0.70684 | 0.3305
2023-03-20 16:00 | 0.38413 | 0.44106 | 0.36157
2023-03-20 17:00 | 0 | 0.078145 | 0.37537
2023-03-20 18:00 | 0 | 0 | 0.40643
2023-03-20 19:00 | 0 | 0 | 0.44002
2023-03-20 20:00 | 0 | 0 | 0.40818
2023-03-20 21:00 | 0 | 0 | 0.3749
2023-03-20 22:00 | 0 | 0 | 0.30015
2023-03-20 23:00 | 0 | 0 | 0.26
2023-03-21 | 0 | 0 | 0.23863
2023-03-21 01:00 | 0 | 0 | 0.23275
2023-03-21 02:00 | 0 | 0 | 0.2118
2023-03-21 03:00 | 0 | 0 | 0.17838
2023-03-21 04:00 | 0 | 0 | 0.14733
2023-03-21 05:00 | 0 | 0 | 0.1327
2023-03-21 06:00 | 0 | 0.18546 | 0.13008
2023-03-21 07:00 | 0.22702 | 0.5084 | 0.1493
2023-03-21 08:00 | 0.73654 | 0.7625 | 0.087133
2023-03-21 09:00 | 0.83755 | 0.5912 | 0.046633
2023-03-21 10:00 | 0.89776 | 0.74021 | 0.10058
2023-03-21 11:00 | 0.93762 | 0.80271 | 0.1269
2023-03-21 12:00 | 0.95302 | 0.84088 | 0.1662
2023-03-21 13:00 | 0.86214 | 0.59555 | 0.20752
2023-03-21 14:00 | 0.49401 | 0.62112 | 0.23982
2023-03-21 15:00 | 0 | 0.65043 | 0.23398
2023-03-21 16:00 | 0 | 0.34349 | 0.23155
2023-03-21 17:00 | 0 | 0.049117 | 0.27195
2023-03-21 18:00 | 0 | 0 | 0.34967
2023-03-21 19:00 | 0 | 0 | 0.44767
2023-03-21 20:00 | 0 | 0 | 0.56215
2023-03-21 21:00 | 0 | 0 | 0.51493
2023-03-21 22:00 | 0 | 0 | 0.31835
2023-03-21 23:00 | 0 | 0 | 0.18488
2023-03-22 | 0 | 0 | 0.14182
2023-03-22 01:00 | 0 | 0 | 0.12032
2023-03-22 02:00 | 0 | 0 | 0.1104
2023-03-22 03:00 | 0 | 0 | 0.12042
2023-03-22 04:00 | 0 | 0 | 0.0972
2023-03-22 05:00 | 0 | 0 | 0.079433
2023-03-22 06:00 | 0 | 0.18785 | 0.064633
2023-03-22 07:00 | 0.24191 | 0.59573 | 0.071317
2023-03-22 08:00 | 0.58704 | 0.82511 | 0
2023-03-22 09:00 | 0.37307 | 0.8495 | 0
2023-03-22 10:00 | 0.49645 | 0.85741 | 0
2023-03-22 11:00 | 0.3122 | 0.84701 | 0.033267
2023-03-22 12:00 | 0 | 0.82051 | 0.14988
2023-03-22 13:00 | 0 | 0.55043 | 0.21655
2023-03-22 14:00 | 0 | 0.60456 | 0.23675
2023-03-22 15:00 | 0 | 0.64804 | 0.27202
2023-03-22 16:00 | 0 | 0.43127 | 0.30607
2023-03-22 17:00 | 0 | 0.072749 | 0.3452
2023-03-22 18:00 | 0 | 0 | 0.42877
2023-03-22 19:00 | 0 | 0 | 0.42013
2023-03-22 20:00 | 0 | 0 | 0.29623
2023-03-22 21:00 | 0 | 0 | 0.28543
2023-03-22 22:00 | 0 | 0 | 0.26193
2023-03-22 23:00 | 0 | 0 | 0.2987
2023-03-23 | 0 | 0 | 0.3368
2023-03-23 01:00 | 0 | 0 | 0.38453
2023-03-23 02:00 | 0 | 0 | 0.38023
2023-03-23 03:00 | 0 | 0 | 0.36452
2023-03-23 04:00 | 0 | 0 | 0.32593
2023-03-23 05:00 | 0 | 0 | 0.28827
2023-03-23 06:00 | 0 | 0.19141 | 0.22908
2023-03-23 07:00 | 0 | 0.59968 | 0.18143
2023-03-23 08:00 | 0.40635 | 0.81706 | 0.10222
2023-03-23 09:00 | 0 | 0.85007 | 0.045133
2023-03-23 10:00 | 0 | 0.85217 | 0.0611
2023-03-23 11:00 | 0 | 0.85363 | 0.042067
2023-03-23 12:00 | 0 | 0.85541 | 0.074367
2023-03-23 13:00 | 0 | 0.84658 | 0.15735
2023-03-23 14:00 | 0 | 0.82828 | 0.22225
2023-03-23 15:00 | 0 | 0.78454 | 0.2552
2023-03-23 16:00 | 0 | 0.44181 | 0.28492
2023-03-23 17:00 | 0 | 0.07203 | 0.33298
2023-03-23 18:00 | 0 | 0 | 0.4285
2023-03-23 19:00 | 0 | 0 | 0.43568
2023-03-23 20:00 | 0 | 0 | 0.41577
2023-03-23 21:00 | 0 | 0 | 0.54817
2023-03-23 22:00 | 0 | 0 | 0.58125
2023-03-23 23:00 | 0 | 0 | 0.50165
2023-03-24 | 0 | 0 | 0.43592
2023-03-24 01:00 | 0 | 0 | 0.39505
2023-03-24 02:00 | 0 | 0 | 0.36073
2023-03-24 03:00 | 0 | 0 | 0.37573
2023-03-24 04:00 | 0 | 0 | 0.41843
2023-03-24 05:00 | 0 | 0 | 0.56075
2023-03-24 06:00 | 0 | 0.19204 | 0.67863
2023-03-24 07:00 | 0 | 0.60502 | 0.70158
2023-03-24 08:00 | 0 | 0.82618 | 0.48572
2023-03-24 09:00 | 0 | 0.86553 | 0.32098
2023-03-24 10:00 | 0 | 0.87012 | 0.39268
2023-03-24 11:00 | 0.016102 | 0.8692 | 0.26265
2023-03-24 12:00 | 0.38084 | 0.86877 | 0.18145
2023-03-24 13:00 | 0.23645 | 0.85876 | 0.1606
2023-03-24 14:00 | 0 | 0.8411 | 0.1558
2023-03-24 15:00 | 0 | 0.80185 | 0.1588
2023-03-24 16:00 | 0 | 0.45171 | 0.15983
2023-03-24 17:00 | 0 | 0.06979 | 0.18847
2023-03-24 18:00 | 0 | 0 | 0.25658
2023-03-24 19:00 | 0 | 0 | 0.43263
2023-03-24 20:00 | 0 | 0 | 0.6756
2023-03-24 21:00 | 0 | 0 | 0.81543
2023-03-24 22:00 | 0 | 0 | 0.81973
2023-03-24 23:00 | 0 | 0 | 0.77442
2023-03-25 | 0 | 0 | 0.7211
2023-03-25 01:00 | 0 | 0 | 0.69392
2023-03-25 02:00 | 0 | 0 | 0.64347
2023-03-25 03:00 | 0 | 0 | 0.59997
2023-03-25 04:00 | 0 | 0 | 0.65162
2023-03-25 05:00 | 0 | 0 | 0.81625
2023-03-25 06:00 | 0 | 0.19477 | 0.91418
2023-03-25 07:00 | 0.22091 | 0.61727 | 0.96102
2023-03-25 08:00 | 0.68871 | 0.84085 | 0.95917
2023-03-25 09:00 | 0.48576 | 0.87222 | 0.86823
2023-03-25 10:00 | 0.56401 | 0.87764 | 0.94677
2023-03-25 11:00 | 0.3927 | 0.87856 | 0.73752
2023-03-25 12:00 | 0.52978 | 0.87963 | 0.44593
2023-03-25 13:00 | 0.81021 | 0.87069 | 0.26682
2023-03-25 14:00 | 0.78798 | 0.85203 | 0.182
2023-03-25 15:00 | 0.61878 | 0.81001 | 0.15503
2023-03-25 16:00 | 0.51745 | 0.45214 | 0.15812
2023-03-25 17:00 | 0 | 0.067315 | 0.1897
2023-03-25 18:00 | 0 | 0 | 0.2857
2023-03-25 19:00 | 0 | 0 | 0.43038
2023-03-25 20:00 | 0 | 0 | 0.53813
2023-03-25 21:00 | 0 | 0 | 0.62657
2023-03-25 22:00 | 0 | 0 | 0.70572
2023-03-25 23:00 | 0 | 0 | 0.71912
2023-03-26 | 0 | 0 | 0.63475
2023-03-26 01:00 | 0 | 0 | 0.54265
2023-03-26 02:00 | 0 | 0 | 0.47538
2023-03-26 03:00 | 0 | 0 | 0.47453
2023-03-26 04:00 | 0 | 0 | 0.51978
2023-03-26 05:00 | 0 | 0 | 0.6494
2023-03-26 06:00 | 0 | 0.19741 | 0.77055
2023-03-26 07:00 | 0.26009 | 0.626 | 0.81257
2023-03-26 08:00 | 0.73361 | 0.84975 | 0.74112
2023-03-26 09:00 | 0.83781 | 0.87301 | 0.51112
2023-03-26 10:00 | 0.8658 | 0.87742 | 0.57113
2023-03-26 11:00 | 0.77498 | 0.87678 | 0.55358
2023-03-26 12:00 | 0.81568 | 0.87714 | 0.50252
2023-03-26 13:00 | 0.54317 | 0.86841 | 0.47663
2023-03-26 14:00 | 0.70142 | 0.84972 | 0.44815
2023-03-26 15:00 | 0.45592 | 0.80595 | 0.45123
2023-03-26 16:00 | 0.48512 | 0.44291 | 0.48347
2023-03-26 17:00 | 0 | 0.074765 | 0.52077
2023-03-26 18:00 | 0 | 0 | 0.55092
2023-03-26 19:00 | 0 | 0 | 0.51772
2023-03-26 20:00 | 0 | 0 | 0.46143
2023-03-26 21:00 | 0 | 0 | 0.44375
2023-03-26 22:00 | 0 | 0 | 0.41348
2023-03-26 23:00 | 0 | 0 | 0.35643
2023-03-27 | 0 | 0 | 0.31193
2023-03-27 01:00 | 0 | 0 | 0.32242
2023-03-27 02:00 | 0 | 0 | 0.36507
2023-03-27 03:00 | 0 | 0 | 0.46413
2023-03-27 04:00 | 0 | 0 | 0.51203
2023-03-27 05:00 | 0 | 0 | 0.55573
2023-03-27 06:00 | 0 | 0.19502 | 0.55173
2023-03-27 07:00 | 0.23815 | 0.62083 | 0.55435
2023-03-27 08:00 | 0.70823 | 0.84569 | 0.40853
2023-03-27 09:00 | 0.81094 | 0.86335 | 0.22462
2023-03-27 10:00 | 0.87241 | 0.86806 | 0.35872
2023-03-27 11:00 | 0.91315 | 0.86752 | 0.4544
2023-03-27 12:00 | 0.92868 | 0.86617 | 0.4496
2023-03-27 13:00 | 0.89094 | 0.85737 | 0.43285
2023-03-27 14:00 | 0.82899 | 0.83618 | 0.4492
2023-03-27 15:00 | 0.52348 | 0.79772 | 0.47357
2023-03-27 16:00 | 0 | 0.42536 | 0.49468
2023-03-27 17:00 | 0 | 0.071816 | 0.53883
2023-03-27 18:00 | 0 | 0 | 0.55145
2023-03-27 19:00 | 0 | 0 | 0.47573
2023-03-27 20:00 | 0 | 0 | 0.46968
2023-03-27 21:00 | 0 | 0 | 0.42135
2023-03-27 22:00 | 0 | 0 | 0.34303
2023-03-27 23:00 | 0 | 0 | 0.29437
2023-03-28 | 0 | 0 | 0.2606
2023-03-28 01:00 | 0 | 0 | 0.26753
2023-03-28 02:00 | 0 | 0 | 0.29903
2023-03-28 03:00 | 0 | 0 | 0.33305
2023-03-28 04:00 | 0 | 0 | 0.37103
2023-03-28 05:00 | 0 | 0 | 0.40785
2023-03-28 06:00 | 0 | 0.18639 | 0.44037
2023-03-28 07:00 | 0.19716 | 0.60488 | 0.4
2023-03-28 08:00 | 0.71762 | 0.83116 | 0.3278
2023-03-28 09:00 | 0.83133 | 0.84387 | 0.15258
2023-03-28 10:00 | 0.89463 | 0.8484 | 0.28543
2023-03-28 11:00 | 0.92912 | 0.84886 | 0.53093
2023-03-28 12:00 | 0.93498 | 0.84833 | 0.69057
2023-03-28 13:00 | 0.52987 | 0.83885 | 0.712
2023-03-28 14:00 | 0 | 0.81567 | 0.60593
2023-03-28 15:00 | 0.19621 | 0.77212 | 0.47807
2023-03-28 16:00 | 0.55348 | 0.40573 | 0.37375
2023-03-28 17:00 | 0 | 0.064957 | 0.35123
2023-03-28 18:00 | 0 | 0 | 0.36277
2023-03-28 19:00 | 0 | 0 | 0.3816
2023-03-28 20:00 | 0 | 0 | 0.3838
2023-03-28 21:00 | 0 | 0 | 0.36298
2023-03-28 22:00 | 0 | 0 | 0.32248
2023-03-28 23:00 | 0 | 0 | 0.30162
2023-03-29 | 0 | 0 | 0.2846
2023-03-29 01:00 | 0 | 0 | 0.29202
2023-03-29 02:00 | 0 | 0 | 0.32658
2023-03-29 03:00 | 0 | 0 | 0.41075
2023-03-29 04:00 | 0 | 0 | 0.48332
2023-03-29 05:00 | 0 | 0 | 0.56535
2023-03-29 06:00 | 0 | 0.12899 | 0.63863
2023-03-29 07:00 | 0 | 0.54341 | 0.6328
2023-03-29 08:00 | 0 | 0.81677 | 0.45318
2023-03-29 09:00 | 0.0055282 | 0.84202 | 0.29173
2023-03-29 10:00 | 0.39646 | 0.84327 | 0.3881
2023-03-29 11:00 | 0 | 0.83818 | 0.28807
2023-03-29 12:00 | 0 | 0.82956 | 0.18982
2023-03-29 13:00 | 0 | 0.81912 | 0.1887
2023-03-29 14:00 | 0 | 0.8011 | 0.20547
2023-03-29 15:00 | 0 | 0.65969 | 0.25527
2023-03-29 16:00 | 0 | 0.31485 | 0.31082
2023-03-29 17:00 | 0 | 0.04885 | 0.37205
2023-03-29 18:00 | 0 | 0 | 0.43225
2023-03-29 19:00 | 0 | 0 | 0.45798
2023-03-29 20:00 | 0 | 0 | 0.42748
2023-03-29 21:00 | 0 | 0 | 0.39242
2023-03-29 22:00 | 0 | 0 | 0.28812
2023-03-29 23:00 | 0 | 0 | 0.23772
2023-03-30 | 0 | 0 | 0.24218
2023-03-30 01:00 | 0 | 0 | 0.27172
2023-03-30 02:00 | 0 | 0 | 0.33135
2023-03-30 03:00 | 0 | 0 | 0.44793
2023-03-30 04:00 | 0 | 0 | 0.57003
2023-03-30 05:00 | 0 | 0 | 0.64182
2023-03-30 06:00 | 0 | 0.1694 | 0.62933
2023-03-30 07:00 | 0.18509 | 0.57044 | 0.55847
2023-03-30 08:00 | 0.65386 | 0.80848 | 0.36328
2023-03-30 09:00 | 0.76112 | 0.84847 | 0.2004
2023-03-30 10:00 | 0.63797 | 0.85719 | 0.20673
2023-03-30 11:00 | 0.77203 | 0.8542 | 0.10598
2023-03-30 12:00 | 0.86897 | 0.84954 | 0.042733
2023-03-30 13:00 | 0.74561 | 0.82952 | 0.052033
2023-03-30 14:00 | 0.71654 | 0.76246 | 0.1194
2023-03-30 15:00 | 0 | 0.71834 | 0.2481
2023-03-30 16:00 | 0 | 0.387 | 0.35018
2023-03-30 17:00 | 0 | 0.052073 | 0.40968
2023-03-30 18:00 | 0 | 0 | 0.469
2023-03-30 19:00 | 0 | 0 | 0.53068
2023-03-30 20:00 | 0 | 0 | 0.56157
2023-03-30 21:00 | 0 | 0 | 0.65458
2023-03-30 22:00 | 0 | 0 | 0.68008
2023-03-30 23:00 | 0 | 0 | 0.60675
2023-03-31 | 0 | 0 | 0.46365
2023-03-31 01:00 | 0 | 0 | 0.33633
2023-03-31 02:00 | 0 | 0 | 0.25377
2023-03-31 03:00 | 0 | 0 | 0.20063
2023-03-31 04:00 | 0 | 0 | 0.14417
2023-03-31 05:00 | 0 | 0 | 0.10203
2023-03-31 06:00 | 0 | 0.17758 | 0.060267
2023-03-31 07:00 | 0 | 0.59124 | 0.027367
2023-03-31 08:00 | 0.48583 | 0.82578 | 0.0478
2023-03-31 09:00 | 0.79811 | 0.85972 | 0.0201
2023-03-31 10:00 | 0.86453 | 0.8641 | 0.026367
2023-03-31 11:00 | 0.90318 | 0.85965 | 0
2023-03-31 12:00 | 0.91835 | 0.85712 | 0.0031333
2023-03-31 13:00 | 0.88114 | 0.85103 | 0.035683
2023-03-31 14:00 | 0.81346 | 0.83308 | 0.073817
2023-03-31 15:00 | 0.7207 | 0.78835 | 0.11577
2023-03-31 16:00 | 0.31503 | 0.40698 | 0.16897
2023-03-31 17:00 | 0 | 0.050474 | 0.23492
2023-03-31 18:00 | 0 | 0 | 0.32215
2023-03-31 19:00 | 0 | 0 | 0.44853
2023-03-31 20:00 | 0 | 0 | 0.6302
2023-03-31 21:00 | 0 | 0 | 0.81805
2023-03-31 22:00 | 0 | 0 | 0.86447
2023-03-31 23:00 | 0 | 0 | 0.78713
2023-04-01 | 0 | 0 | 0.69145
2023-04-01 01:00 | 0 | 0 | 0.5297
2023-04-01 02:00 | 0 | 0 | 0.41963
2023-04-01 03:00 | 0 | 0 | 0.37433
2023-04-01 04:00 | 0 | 0 | 0.35802
2023-04-01 05:00 | 0 | 0 | 0.3438
2023-04-01 06:00 | 0 | 0.18523 | 0.32348
2023-04-01 07:00 | 0.24966 | 0.60737 | 0.31363
2023-04-01 08:00 | 0.50603 | 0.83465 | 0.31272
2023-04-01 09:00 | 0.57883 | 0.85662 | 0.13597
2023-04-01 10:00 | 0.4739 | 0.84893 | 0.12005
2023-04-01 11:00 | 0.26574 | 0.85078 | 0.083
2023-04-01 12:00 | 0 | 0.85709 | 0.033667
2023-04-01 13:00 | 0.077835 | 0.85171 | 0.028817
2023-04-01 14:00 | 0.42529 | 0.83219 | 0.0447
2023-04-01 15:00 | 0 | 0.78437 | 0.074317
2023-04-01 16:00 | 0 | 0.40039 | 0.1156
2023-04-01 17:00 | 0 | 0.048034 | 0.17872
2023-04-01 18:00 | 0 | 0 | 0.27313
2023-04-01 19:00 | 0 | 0 | 0.46603
2023-04-01 20:00 | 0 | 0 | 0.69067
2023-04-01 21:00 | 0 | 0 | 0.84208
2023-04-01 22:00 | 0 | 0 | 0.86248
2023-04-01 23:00 | 0 | 0 | 0.86442
2023-04-02 | 0 | 0 | 0.84975
2023-04-02 01:00 | 0 | 0 | 0.83683
2023-04-02 02:00 | 0 | 0 | 0.79745
2023-04-02 03:00 | 0 | 0 | 0.75523
2023-04-02 04:00 | 0 | 0 | 0.76278
2023-04-02 05:00 | 0 | 0 | 0.77845
2023-04-02 06:00 | 0 | 0.18408 | 0.74438
2023-04-02 07:00 | 0 | 0.60766 | 0.66393
2023-04-02 08:00 | 0 | 0.83579 | 0.46102
2023-04-02 09:00 | 0.27699 | 0.85192 | 0.21178
2023-04-02 10:00 | 0.60331 | 0.85491 | 0.20005
2023-04-02 11:00 | 0.5855 | 0.85271 | 0.072883
2023-04-02 12:00 | 0.56385 | 0.85046 | 0.0088833
2023-04-02 13:00 | 0.71394 | 0.84284 | 0.010067
2023-04-02 14:00 | 0.66903 | 0.8229 | 0.026767
2023-04-02 15:00 | 0.64848 | 0.7771 | 0.06
2023-04-02 16:00 | 0.46312 | 0.3875 | 0.11022
2023-04-02 17:00 | 0 | 0.039363 | 0.18202
2023-04-02 18:00 | 0 | 0 | 0.27802
2023-04-02 19:00 | 0 | 0 | 0.45712
2023-04-02 20:00 | 0 | 0 | 0.65812
2023-04-02 21:00 | 0 | 0 | 0.76825
2023-04-02 22:00 | 0 | 0 | 0.72063
2023-04-02 23:00 | 0 | 0 | 0.63968
2023-04-03 | 0 | 0 | 0.59302
2023-04-03 01:00 | 0 | 0 | 0.5825
2023-04-03 02:00 | 0 | 0 | 0.58555
2023-04-03 03:00 | 0 | 0 | 0.58537
2023-04-03 04:00 | 0 | 0 | 0.59295
2023-04-03 05:00 | 0 | 0 | 0.58728
2023-04-03 06:00 | 0 | 0.17744 | 0.5851
2023-04-03 07:00 | 0 | 0.59626 | 0.54327
2023-04-03 08:00 | 0 | 0.82301 | 0.35383
2023-04-03 09:00 | 0 | 0.83088 | 0.207
2023-04-03 10:00 | 0 | 0.83711 | 0.31175
2023-04-03 11:00 | 0 | 0.8312 | 0.24657
2023-04-03 12:00 | 0 | 0.82788 | 0.18023
2023-04-03 13:00 | 0.077709 | 0.81873 | 0.17707
2023-04-03 14:00 | 0.27149 | 0.8021 | 0.20112
2023-04-03 15:00 | 0 | 0.73771 | 0.26
2023-04-03 16:00 | 0 | 0.3609 | 0.34805
2023-04-03 17:00 | 0 | 0.035944 | 0.44463
2023-04-03 18:00 | 0 | 0 | 0.57683
2023-04-03 19:00 | 0 | 0 | 0.61088
2023-04-03 20:00 | 0 | 0 | 0.55847
2023-04-03 21:00 | 0 | 0 | 0.64337
2023-04-03 22:00 | 0 | 0 | 0.75105
2023-04-03 23:00 | 0 | 0 | 0.82725
2023-04-04 | 0 | 0 | 0.84133
2023-04-04 01:00 | 0 | 0 | 0.85687
2023-04-04 02:00 | 0 | 0 | 0.85615
2023-04-04 03:00 | 0 | 0 | 0.87528
2023-04-04 04:00 | 0 | 0 | 0.91722
2023-04-04 05:00 | 0 | 0 | 0.9588
2023-04-04 06:00 | 0 | 0.14431 | 0.98087
2023-04-04 07:00 | 0 | 0.54811 | 0.98523
2023-04-04 08:00 | 0.089707 | 0.79338 | 0.93672
2023-04-04 09:00 | 0.4995 | 0.79761 | 0.94867
2023-04-04 10:00 | 0.63032 | 0.8073 | 0.9725
2023-04-04 11:00 | 0.59221 | 0.80057 | 0.97562
2023-04-04 12:00 | 0.63611 | 0.78355 | 0.97138
2023-04-04 13:00 | 0.73899 | 0.61464 | 0.82385
2023-04-04 14:00 | 0.78086 | 0.5396 | 0.51828
2023-04-04 15:00 | 0.75738 | 0.50228 | 0.49257
2023-04-04 16:00 | 0.54713 | 0.30167 | 0.50737
2023-04-04 17:00 | 0 | 0.030401 | 0.55267
2023-04-04 18:00 | 0 | 0 | 0.63598
2023-04-04 19:00 | 0 | 0 | 0.73053
2023-04-04 20:00 | 0 | 0 | 0.81565
2023-04-04 21:00 | 0 | 0 | 0.88613
2023-04-04 22:00 | 0 | 0 | 0.90705
2023-04-04 23:00 | 0 | 0 | 0.94512
2023-04-05 | 0 | 0 | 0.9664
2023-04-05 01:00 | 0 | 0 | 0.98675
2023-04-05 02:00 | 0 | 0 | 0.99902
2023-04-05 03:00 | 0 | 0 | 1
2023-04-05 04:00 | 0 | 0 | 1
2023-04-05 05:00 | 0 | 0 | 1
2023-04-05 06:00 | 0 | 0.13894 | 1
2023-04-05 07:00 | 0.26482 | 0.50791 | 1
2023-04-05 08:00 | 0.713 | 0.75762 | 0.99458
2023-04-05 09:00 | 0.8312 | 0.79583 | 0.99627
2023-04-05 10:00 | 0.89945 | 0.81029 | 0.98912
2023-04-05 11:00 | 0.92886 | 0.80783 | 0.94127
2023-04-05 12:00 | 0.95215 | 0.80463 | 0.81555
2023-04-05 13:00 | 0.91178 | 0.78914 | 0.6252
2023-04-05 14:00 | 0.85696 | 0.72044 | 0.48518
2023-04-05 15:00 | 0.75469 | 0.50285 | 0.43705
2023-04-05 16:00 | 0.33893 | 0.28843 | 0.47107
2023-04-05 17:00 | 0 | 0.027042 | 0.56465
2023-04-05 18:00 | 0 | 0 | 0.71698
2023-04-05 19:00 | 0 | 0 | 0.76985
2023-04-05 20:00 | 0 | 0 | 0.87005
2023-04-05 21:00 | 0 | 0 | 0.95898
2023-04-05 22:00 | 0 | 0 | 0.9909
2023-04-05 23:00 | 0 | 0 | 0.99667
2023-04-06 | 0 | 0 | 0.9986
2023-04-06 01:00 | 0 | 0 | 0.9998
2023-04-06 02:00 | 0 | 0 | 0.9999
2023-04-06 03:00 | 0 | 0 | 0.99977
2023-04-06 04:00 | 0 | 0 | 0.99897
2023-04-06 05:00 | 0 | 0 | 0.9974
2023-04-06 06:00 | 0 | 0.12892 | 0.99308
2023-04-06 07:00 | 0.23559 | 0.48572 | 0.98853
2023-04-06 08:00 | 0.73364 | 0.73387 | 0.89522
2023-04-06 09:00 | 0.85037 | 0.80573 | 0.91768
2023-04-06 10:00 | 0.91395 | 0.81425 | 0.89838
2023-04-06 11:00 | 0.94451 | 0.81222 | 0.76225
2023-04-06 12:00 | 0.93848 | 0.8088 | 0.5724
2023-04-06 13:00 | 0.75299 | 0.79619 | 0.41133
2023-04-06 14:00 | 0.66578 | 0.73397 | 0.34788
2023-04-06 15:00 | 0.51886 | 0.58483 | 0.37712
2023-04-06 16:00 | 0.38024 | 0.2756 | 0.4576
2023-04-06 17:00 | 0 | 0.025319 | 0.54015
2023-04-06 18:00 | 0 | 0 | 0.69887
2023-04-06 19:00 | 0 | 0 | 0.76615
2023-04-06 20:00 | 0 | 0 | 0.8387
2023-04-06 21:00 | 0 | 0 | 0.93165
2023-04-06 22:00 | 0 | 0 | 0.96972
2023-04-06 23:00 | 0 | 0 | 0.99282
2023-04-07 | 0 | 0 | 0.99883
2023-04-07 01:00 | 0 | 0 | 0.99987
2023-04-07 02:00 | 0 | 0 | 1
2023-04-07 03:00 | 0 | 0 | 1
2023-04-07 04:00 | 0 | 0 | 1
2023-04-07 05:00 | 0 | 0 | 1
2023-04-07 06:00 | 0 | 0.13691 | 1
2023-04-07 07:00 | 0.24617 | 0.50438 | 1
2023-04-07 08:00 | 0.73993 | 0.75353 | 0.98512
2023-04-07 09:00 | 0.85536 | 0.79533 | 0.99378
2023-04-07 10:00 | 0.91983 | 0.79573 | 0.98113
2023-04-07 11:00 | 0.84947 | 0.80107 | 0.90125
2023-04-07 12:00 | 0 | 0.80374 | 0.69605
2023-04-07 13:00 | 0 | 0.78796 | 0.48223
2023-04-07 14:00 | 0.42991 | 0.7505 | 0.35588
2023-04-07 15:00 | 0.38768 | 0.62981 | 0.31978
2023-04-07 16:00 | 0.3741 | 0.29488 | 0.40218
2023-04-07 17:00 | 0 | 0.023028 | 0.54605
2023-04-07 18:00 | 0 | 0 | 0.7477
2023-04-07 19:00 | 0 | 0 | 0.894
2023-04-07 20:00 | 0 | 0 | 0.98065
2023-04-07 21:00 | 0 | 0 | 0.998
2023-04-07 22:00 | 0 | 0 | 0.99908
2023-04-07 23:00 | 0 | 0 | 0.99888
2023-04-08 | 0 | 0 | 0.99972
2023-04-08 01:00 | 0 | 0 | 0.99978
2023-04-08 02:00 | 0 | 0 | 0.99987
2023-04-08 03:00 | 0 | 0 | 0.99978
2023-04-08 04:00 | 0 | 0 | 0.9997
2023-04-08 05:00 | 0 | 0 | 0.99937
2023-04-08 06:00 | 0 | 0.1343 | 0.99788
2023-04-08 07:00 | 0.083843 | 0.49733 | 0.99513
2023-04-08 08:00 | 0.46696 | 0.74167 | 0.9467
2023-04-08 09:00 | 0.30445 | 0.77208 | 0.87338
2023-04-08 10:00 | 0.4247 | 0.78166 | 0.82582
2023-04-08 11:00 | 0.66339 | 0.7792 | 0.66138
2023-04-08 12:00 | 0.62294 | 0.77496 | 0.49582
2023-04-08 13:00 | 0.4943 | 0.71588 | 0.35023
2023-04-08 14:00 | 0.58561 | 0.26959 | 0.20555
2023-04-08 15:00 | 0.25447 | 0.13806 | 0.13373
2023-04-08 16:00 | 0.27576 | 0.1044 | 0.11835
2023-04-08 17:00 | 0 | 0.0092518 | 0.16153
2023-04-08 18:00 | 0 | 0 | 0.30238
2023-04-08 19:00 | 0 | 0 | 0.34525
2023-04-08 20:00 | 0 | 0 | 0.47985
2023-04-08 21:00 | 0 | 0 | 0.60665
2023-04-08 22:00 | 0 | 0 | 0.55335
2023-04-08 23:00 | 0 | 0 | 0.51427
2023-04-09 | 0 | 0 | 0.37308
2023-04-09 01:00 | 0 | 0 | 0.37995
2023-04-09 02:00 | 0 | 0 | 0.6382
2023-04-09 03:00 | 0 | 0 | 0.82442
2023-04-09 04:00 | 0 | 0 | 0.7394
2023-04-09 05:00 | 0 | 0 | 0.6613
2023-04-09 06:00 | 0 | 0.044626 | 0.62147
2023-04-09 07:00 | 0.2643 | 0.12216 | 0.61562
2023-04-09 08:00 | 0.76629 | 0.38843 | 0.38402
2023-04-09 09:00 | 0.8767 | 0.11395 | 0.24253
2023-04-09 10:00 | 0.93567 | 0.34812 | 0.30133
2023-04-09 11:00 | 0.95581 | 0.49808 | 0.21658
2023-04-09 12:00 | 0.95605 | 0.50541 | 0.091167
2023-04-09 13:00 | 0.94239 | 0.2047 | 0.11387
2023-04-09 14:00 | 0.88072 | 0.47112 | 0.10808
2023-04-09 15:00 | 0.77586 | 0.56335 | 0.10383
2023-04-09 16:00 | 0 | 0.2155 | 0.11933
2023-04-09 17:00 | 0 | 0.013946 | 0.19623
2023-04-09 18:00 | 0 | 0 | 0.34698
2023-04-09 19:00 | 0 | 0 | 0.58232
2023-04-09 20:00 | 0 | 0 | 0.20735
2023-04-09 21:00 | 0 | 0 | 0.52318
2023-04-09 22:00 | 0 | 0 | 0.62432
2023-04-09 23:00 | 0 | 0 | 0.69333
2023-04-10 | 0 | 0 | 0.76415
2023-04-10 01:00 | 0 | 0 | 0.82475
2023-04-10 02:00 | 0 | 0 | 0.82277
2023-04-10 03:00 | 0 | 0 | 0.78028
2023-04-10 04:00 | 0 | 0 | 0.73523
2023-04-10 05:00 | 0 | 0 | 0.7122
2023-04-10 06:00 | 0 | 0.13186 | 0.70197
2023-04-10 07:00 | 0.27703 | 0.47158 | 0.6685
2023-04-10 08:00 | 0.7796 | 0.65791 | 0.41373
2023-04-10 09:00 | 0.88836 | 0.51966 | 0.38912
2023-04-10 10:00 | 0.94224 | 0.56649 | 0.41328
2023-04-10 11:00 | 0.95507 | 0.60755 | 0.28805
2023-04-10 12:00 | 0.95518 | 0.59053 | 0.16637
2023-04-10 13:00 | 0.88762 | 0.58743 | 0.12085
2023-04-10 14:00 | 0.70182 | 0.47653 | 0.10092
2023-04-10 15:00 | 0.46472 | 0.42436 | 0.071817
2023-04-10 16:00 | 0.41283 | 0.24543 | 0.052633
2023-04-10 17:00 | 0 | 0.017301 | 0.0398
2023-04-10 18:00 | 0 | 0 | 0.042167
2023-04-10 19:00 | 0 | 0 | 0.063817
2023-04-10 20:00 | 0 | 0 | 0.089267
2023-04-10 21:00 | 0 | 0 | 0.11172
2023-04-10 22:00 | 0 | 0 | 0.12963
2023-04-10 23:00 | 0 | 0 | 0.33302
2023-04-11 | 0 | 0 | 0.46835
2023-04-11 01:00 | 0 | 0 | 0.3751
2023-04-11 02:00 | 0 | 0 | 0.28538
2023-04-11 03:00 | 0 | 0 | 0.25002
2023-04-11 04:00 | 0 | 0 | 0.3183
2023-04-11 05:00 | 0 | 0 | 0.38438
2023-04-11 06:00 | 0 | 0.087603 | 0.37782
2023-04-11 07:00 | 0.27519 | 0.33685 | 0.40212
2023-04-11 08:00 | 0.7697 | 0.5599 | 0.2789
2023-04-11 09:00 | 0.87483 | 0.60249 | 0.2124
2023-04-11 10:00 | 0.93712 | 0.60004 | 0.23568
2023-04-11 11:00 | 0.95388 | 0.4177 | 0.21168
2023-04-11 12:00 | 0.95411 | 0.19238 | 0.11935
2023-04-11 13:00 | 0.94692 | 0.04912 | 0.074083
2023-04-11 14:00 | 0.89022 | 0.025889 | 0.04365
2023-04-11 15:00 | 0.78429 | 0.16923 | 0.02305
2023-04-11 16:00 | 0 | 0.22338 | 0.039733
2023-04-11 17:00 | 0 | 0.017063 | 0.020583
2023-04-11 18:00 | 0 | 0 | 0.04615
2023-04-11 19:00 | 0 | 0 | 0.090817
2023-04-11 20:00 | 0 | 0 | 0.052817
2023-04-11 21:00 | 0 | 0 | 0.0571
2023-04-11 22:00 | 0 | 0 | 0.19008
2023-04-11 23:00 | 0 | 0 | 0.34922
2023-04-12 | 0 | 0 | 0.52365
2023-04-12 01:00 | 0 | 0 | 0.62195
2023-04-12 02:00 | 0 | 0 | 0.59775
2023-04-12 03:00 | 0 | 0 | 0.57782
2023-04-12 04:00 | 0 | 0 | 0.51968
2023-04-12 05:00 | 0 | 0 | 0.43318
2023-04-12 06:00 | 0 | 0.054719 | 0.4242
2023-04-12 07:00 | 0.27043 | 0.16771 | 0.50442
2023-04-12 08:00 | 0.73912 | 0.41382 | 0.28357
2023-04-12 09:00 | 0.86489 | 0.49078 | 0.2821
2023-04-12 10:00 | 0.92311 | 0.62308 | 0.25953
2023-04-12 11:00 | 0.95546 | 0.56132 | 0.16592
2023-04-12 12:00 | 0.95561 | 0.43985 | 0.088417
2023-04-12 13:00 | 0.93911 | 0.47518 | 0.028817
2023-04-12 14:00 | 0.88364 | 0.56684 | 0.0047667
2023-04-12 15:00 | 0.77701 | 0.38526 | 0.00066667
2023-04-12 16:00 | 0 | 0.15133 | 0.0014167
2023-04-12 17:00 | 0 | 0.010973 | 0
2023-04-12 18:00 | 0 | 0 | 0.034767
2023-04-12 19:00 | 0 | 0 | 0.067233
2023-04-12 20:00 | 0 | 0 | 0.29058
2023-04-12 21:00 | 0 | 0 | 0.54387
2023-04-12 22:00 | 0 | 0 | 0.57832
2023-04-12 23:00 | 0 | 0 | 0.42725
2023-04-13 | 0 | 0 | 0.34225
2023-04-13 01:00 | 0 | 0 | 0.35892
2023-04-13 02:00 | 0 | 0 | 0.43958
2023-04-13 03:00 | 0 | 0 | 0.5315
2023-04-13 04:00 | 0 | 0 | 0.59335
2023-04-13 05:00 | 0 | 0 | 0.63758
2023-04-13 06:00 | 0 | 0.086863 | 0.6956
2023-04-13 07:00 | 0.27355 | 0.24938 | 0.7248
2023-04-13 08:00 | 0.77768 | 0.33017 | 0.49265
2023-04-13 09:00 | 0.88207 | 0.6359 | 0.47455
2023-04-13 10:00 | 0.93535 | 0.72632 | 0.49213
2023-04-13 11:00 | 0.95561 | 0.6318 | 0.44907
2023-04-13 12:00 | 0.95585 | 0.47685 | 0.35307
2023-04-13 13:00 | 0.9495 | 0.45783 | 0.22032
2023-04-13 14:00 | 0.89485 | 0.44352 | 0.14272
2023-04-13 15:00 | 0.78728 | 0.47771 | 0.098
2023-04-13 16:00 | 0 | 0.19137 | 0.071667
2023-04-13 17:00 | 0 | 0.01085 | 0.076717
2023-04-13 18:00 | 0 | 0 | 0.1166
2023-04-13 19:00 | 0 | 0 | 0.25277
2023-04-13 20:00 | 0 | 0 | 0.65017
2023-04-13 21:00 | 0 | 0 | 0.7545
2023-04-13 22:00 | 0 | 0 | 0.7962
2023-04-13 23:00 | 0 | 0 | 0.82983
2023-04-14 | 0 | 0 | 0.82887
2023-04-14 01:00 | 0 | 0 | 0.83335
2023-04-14 02:00 | 0 | 0 | 0.81657
2023-04-14 03:00 | 0 | 0 | 0.76447
2023-04-14 04:00 | 0 | 0 | 0.70155
2023-04-14 05:00 | 0 | 0 | 0.63048
2023-04-14 06:00 | 0 | 0.13017 | 0.58933
2023-04-14 07:00 | 0.27556 | 0.5125 | 0.58932
2023-04-14 08:00 | 0.77967 | 0.75303 | 0.497
2023-04-14 09:00 | 0.88819 | 0.79256 | 0.38272
2023-04-14 10:00 | 0.94007 | 0.77934 | 0.3378
2023-04-14 11:00 | 0.95593 | 0.60189 | 0.2405
2023-04-14 12:00 | 0.95616 | 0.26123 | 0.13567
2023-04-14 13:00 | 0.94849 | 0.22201 | 0.083483
2023-04-14 14:00 | 0.87401 | 0.45962 | 0.056583
2023-04-14 15:00 | 0.58965 | 0.39476 | 0.05965
2023-04-14 16:00 | 0.23852 | 0.24786 | 0.10143
2023-04-14 17:00 | 0 | 0.012693 | 0.1283
2023-04-14 18:00 | 0 | 0 | 0.20063
2023-04-14 19:00 | 0 | 0 | 0.3215
2023-04-14 20:00 | 0 | 0 | 0.55628
2023-04-14 21:00 | 0 | 0 | 0.65972
2023-04-14 22:00 | 0 | 0 | 0.72937
2023-04-14 23:00 | 0 | 0 | 0.74798
2023-04-15 | 0 | 0 | 0.80747
2023-04-15 01:00 | 0 | 0 | 0.85015
2023-04-15 02:00 | 0 | 0 | 0.84467
2023-04-15 03:00 | 0 | 0 | 0.81177
2023-04-15 04:00 | 0 | 0 | 0.75875
2023-04-15 05:00 | 0 | 0 | 0.7286
2023-04-15 06:00 | 0 | 0.13235 | 0.68458
2023-04-15 07:00 | 0.288 | 0.52493 | 0.6539
2023-04-15 08:00 | 0.78956 | 0.76581 | 0.6815
2023-04-15 09:00 | 0.89648 | 0.79868 | 0.53497
2023-04-15 10:00 | 0.95162 | 0.7683 | 0.60578
2023-04-15 11:00 | 0.95609 | 0.72931 | 0.59422
2023-04-15 12:00 | 0.95605 | 0.63981 | 0.54828
2023-04-15 13:00 | 0.95618 | 0.63419 | 0.46857
2023-04-15 14:00 | 0.90683 | 0.70645 | 0.37275
2023-04-15 15:00 | 0.74322 | 0.65004 | 0.30035
2023-04-15 16:00 | 0 | 0.28622 | 0.28185
2023-04-15 17:00 | 0 | 0.01341 | 0.30167
2023-04-15 18:00 | 0 | 0 | 0.32105
2023-04-15 19:00 | 0 | 0 | 0.45127
2023-04-15 20:00 | 0 | 0 | 0.55173
2023-04-15 21:00 | 0 | 0 | 0.71623
2023-04-15 22:00 | 0 | 0 | 0.78848
2023-04-15 23:00 | 0 | 0 | 0.7947
2023-04-16 | 0 | 0 | 0.81088
2023-04-16 01:00 | 0 | 0 | 0.79673
2023-04-16 02:00 | 0 | 0 | 0.75648
2023-04-16 03:00 | 0 | 0 | 0.74528
2023-04-16 04:00 | 0 | 0 | 0.76453
2023-04-16 05:00 | 0 | 0 | 0.7816
2023-04-16 06:00 | 0 | 0.13874 | 0.79247
2023-04-16 07:00 | 0.29404 | 0.54526 | 0.77767
2023-04-16 08:00 | 0.80956 | 0.77607 | 0.71823
2023-04-16 09:00 | 0.91902 | 0.79747 | 0.46502
2023-04-16 10:00 | 0.9561 | 0.78704 | 0.56358
2023-04-16 11:00 | 0.95582 | 0.77984 | 0.60392
2023-04-16 12:00 | 0.95612 | 0.77525 | 0.46658
2023-04-16 13:00 | 0.95603 | 0.76827 | 0.31973
2023-04-16 14:00 | 0.92051 | 0.76425 | 0.24098
2023-04-16 15:00 | 0.68534 | 0.66863 | 0.19198
2023-04-16 16:00 | 0 | 0.27914 | 0.18768
2023-04-16 17:00 | 0 | 0.011613 | 0.21002
2023-04-16 18:00 | 0 | 0 | 0.29625
2023-04-16 19:00 | 0 | 0 | 0.5839
2023-04-16 20:00 | 0 | 0 | 0.90133
2023-04-16 21:00 | 0 | 0 | 0.96155
2023-04-16 22:00 | 0 | 0 | 0.95622
2023-04-16 23:00 | 0 | 0 | 0.95652
2023-04-17 | 0 | 0 | 0.93477
2023-04-17 01:00 | 0 | 0 | 0.93113
2023-04-17 02:00 | 0 | 0 | 0.91992
2023-04-17 03:00 | 0 | 0 | 0.92223
2023-04-17 04:00 | 0 | 0 | 0.92658
2023-04-17 05:00 | 0 | 0 | 0.94312
2023-04-17 06:00 | 0 | 0.13792 | 0.9316
2023-04-17 07:00 | 0.30749 | 0.55028 | 0.92075
2023-04-17 08:00 | 0.80249 | 0.78244 | 0.83933
2023-04-17 09:00 | 0.88999 | 0.79722 | 0.62838
2023-04-17 10:00 | 0.94075 | 0.79498 | 0.72015
2023-04-17 11:00 | 0.95616 | 0.78793 | 0.73663
2023-04-17 12:00 | 0.95609 | 0.78814 | 0.62192
2023-04-17 13:00 | 0.95099 | 0.78412 | 0.53117
2023-04-17 14:00 | 0.91842 | 0.76873 | 0.46095
2023-04-17 15:00 | 0.73769 | 0.66528 | 0.44825
2023-04-17 16:00 | 0 | 0.2812 | 0.45173
2023-04-17 17:00 | 0 | 0.010929 | 0.48577
2023-04-17 18:00 | 0 | 0 | 0.55243
2023-04-17 19:00 | 0 | 0 | 0.70853
2023-04-17 20:00 | 0 | 0 | 0.80572
2023-04-17 21:00 | 0 | 0 | 0.89975
2023-04-17 22:00 | 0 | 0 | 0.93343
2023-04-17 23:00 | 0 | 0 | 0.91
2023-04-18 | 0 | 0 | 0.8626
2023-04-18 01:00 | 0 | 0 | 0.8176
2023-04-18 02:00 | 0 | 0 | 0.79245
2023-04-18 03:00 | 0 | 0 | 0.79128
2023-04-18 04:00 | 0 | 0 | 0.79883
2023-04-18 05:00 | 0 | 0 | 0.78163
2023-04-18 06:00 | 0 | 0.13434 | 0.7555
2023-04-18 07:00 | 0.26873 | 0.54263 | 0.74667
2023-04-18 08:00 | 0.79593 | 0.77429 | 0.6488
2023-04-18 09:00 | 0.90589 | 0.79533 | 0.3988
2023-04-18 10:00 | 0.94963 | 0.79858 | 0.48233
2023-04-18 11:00 | 0.95611 | 0.79509 | 0.56188
2023-04-18 12:00 | 0.95642 | 0.7963 | 0.44088
2023-04-18 13:00 | 0.95325 | 0.78889 | 0.32142
2023-04-18 14:00 | 0.64236 | 0.77041 | 0.24027
2023-04-18 15:00 | 0.34674 | 0.66681 | 0.21178
2023-04-18 16:00 | 0.3675 | 0.27799 | 0.18343
2023-04-18 17:00 | 0 | 0.0098725 | 0.18225
2023-04-18 18:00 | 0 | 0 | 0.24227
2023-04-18 19:00 | 0 | 0 | 0.39993
2023-04-18 20:00 | 0 | 0 | 0.81622
2023-04-18 21:00 | 0 | 0 | 0.78895
2023-04-18 22:00 | 0 | 0 | 0.769
2023-04-18 23:00 | 0 | 0 | 0.73938
2023-04-19 | 0 | 0 | 0.69975
2023-04-19 01:00 | 0 | 0 | 0.70775
2023-04-19 02:00 | 0 | 0 | 0.7296
2023-04-19 03:00 | 0 | 0 | 0.77475
2023-04-19 04:00 | 0 | 0 | 0.7697
2023-04-19 05:00 | 0 | 0 | 0.72395
2023-04-19 06:00 | 0 | 0.13268 | 0.70515
2023-04-19 07:00 | 0.28914 | 0.54231 | 0.73617
2023-04-19 08:00 | 0.78107 | 0.78134 | 0.65363
2023-04-19 09:00 | 0.88923 | 0.80548 | 0.43988
2023-04-19 10:00 | 0.94536 | 0.80321 | 0.46063
2023-04-19 11:00 | 0.95573 | 0.78974 | 0.41737
2023-04-19 12:00 | 0.95592 | 0.79476 | 0.23838
2023-04-19 13:00 | 0.95035 | 0.72678 | 0.10265
2023-04-19 14:00 | 0.88207 | 0.69939 | 0.0439
2023-04-19 15:00 | 0.6592 | 0.65342 | 0.05905
2023-04-19 16:00 | 0 | 0.27436 | 0.078433
2023-04-19 17:00 | 0 | 0.0093504 | 0.12742
2023-04-19 18:00 | 0 | 0 | 0.26548
2023-04-19 19:00 | 0 | 0 | 0.5245
2023-04-19 20:00 | 0 | 0 | 0.75267
2023-04-19 21:00 | 0 | 0 | 0.79897
2023-04-19 22:00 | 0 | 0 | 0.81557
2023-04-19 23:00 | 0 | 0 | 0.78532
2023-04-20 | 0 | 0 | 0.75252
2023-04-20 01:00 | 0 | 0 | 0.77473
2023-04-20 02:00 | 0 | 0 | 0.7837
2023-04-20 03:00 | 0 | 0 | 0.76615
2023-04-20 04:00 | 0 | 0 | 0.74442
2023-04-20 05:00 | 0 | 0 | 0.69195
2023-04-20 06:00 | 0 | 0.13396 | 0.5959
2023-04-20 07:00 | 0.28374 | 0.54964 | 0.51168
2023-04-20 08:00 | 0.77876 | 0.78839 | 0.37517
2023-04-20 09:00 | 0.88675 | 0.80994 | 0.18662
2023-04-20 10:00 | 0.94248 | 0.80381 | 0.183
2023-04-20 11:00 | 0.95552 | 0.80139 | 0.12187
2023-04-20 12:00 | 0.95572 | 0.79341 | 0.0253
2023-04-20 13:00 | 0.94483 | 0.79555 | 0
2023-04-20 14:00 | 0.88673 | 0.78401 | 0.0027
2023-04-20 15:00 | 0.77305 | 0.67187 | 0.022583
2023-04-20 16:00 | 0 | 0.27678 | 0.052633
2023-04-20 17:00 | 0 | 0.0091709 | 0.09215
2023-04-20 18:00 | 0 | 0 | 0.15578
2023-04-20 19:00 | 0 | 0 | 0.32085
2023-04-20 20:00 | 0 | 0 | 0.52575
2023-04-20 21:00 | 0 | 0 | 0.67857
2023-04-20 22:00 | 0 | 0 | 0.74282
2023-04-20 23:00 | 0 | 0 | 0.73308
2023-04-21 | 0 | 0 | 0.72
2023-04-21 01:00 | 0 | 0 | 0.70287
2023-04-21 02:00 | 0 | 0 | 0.682
2023-04-21 03:00 | 0 | 0 | 0.69353
2023-04-21 04:00 | 0 | 0 | 0.72172
2023-04-21 05:00 | 0 | 0 | 0.73113
2023-04-21 06:00 | 0 | 0.13408 | 0.70165
2023-04-21 07:00 | 0.26251 | 0.55434 | 0.69355
2023-04-21 08:00 | 0.63463 | 0.79879 | 0.6417
2023-04-21 09:00 | 0.73862 | 0.81745 | 0.36348
2023-04-21 10:00 | 0.66511 | 0.81218 | 0.3794
2023-04-21 11:00 | 0.7014 | 0.80367 | 0.27528
2023-04-21 12:00 | 0.62972 | 0.80527 | 0.13715
2023-04-21 13:00 | 0.58152 | 0.80349 | 0.08755
2023-04-21 14:00 | 0 | 0.78757 | 0.06885
2023-04-21 15:00 | 0 | 0.66877 | 0.069433
2023-04-21 16:00 | 0 | 0.27315 | 0.091567
2023-04-21 17:00 | 0 | 0.0081909 | 0.12512
2023-04-21 18:00 | 0 | 0 | 0.16598
2023-04-21 19:00 | 0 | 0 | 0.2819
2023-04-21 20:00 | 0 | 0 | 0.50217
2023-04-21 21:00 | 0 | 0 | 0.70395
2023-04-21 22:00 | 0 | 0 | 0.77825
2023-04-21 23:00 | 0 | 0 | 0.778
2023-04-22 | 0 | 0 | 0.80975
2023-04-22 01:00 | 0 | 0 | 0.8211
2023-04-22 02:00 | 0 | 0 | 0.82907
2023-04-22 03:00 | 0 | 0 | 0.82385
2023-04-22 04:00 | 0 | 0 | 0.84685
2023-04-22 05:00 | 0 | 0 | 0.8721
2023-04-22 06:00 | 0 | 0.13146 | 0.84357
2023-04-22 07:00 | 0 | 0.55367 | 0.81178
2023-04-22 08:00 | 0 | 0.79712 | 0.67562
2023-04-22 09:00 | 0 | 0.80616 | 0.43175
2023-04-22 10:00 | 0 | 0.80085 | 0.44718
2023-04-22 11:00 | 0 | 0.79861 | 0.34578
2023-04-22 12:00 | 0 | 0.80011 | 0.124
2023-04-22 13:00 | 0 | 0.79679 | 0.05635
2023-04-22 14:00 | 0.030856 | 0.78002 | 0.03855
2023-04-22 15:00 | 0.23459 | 0.6584 | 0.0385
2023-04-22 16:00 | 0 | 0.26498 | 0.046833
2023-04-22 17:00 | 0 | 0.0073903 | 0.059383
2023-04-22 18:00 | 0 | 0 | 0.083067
2023-04-22 19:00 | 0 | 0 | 0.1908
2023-04-22 20:00 | 0 | 0 | 0.34555
2023-04-22 21:00 | 0 | 0 | 0.51995
2023-04-22 22:00 | 0 | 0 | 0.71177
2023-04-22 23:00 | 0 | 0 | 0.76002
2023-04-23 | 0 | 0 | 0.71682
2023-04-23 01:00 | 0 | 0 | 0.67252
2023-04-23 02:00 | 0 | 0 | 0.62828
2023-04-23 03:00 | 0 | 0 | 0.5963
2023-04-23 04:00 | 0 | 0 | 0.55173
2023-04-23 05:00 | 0 | 0 | 0.52332
2023-04-23 06:00 | 0 | 0.12754 | 0.47945
2023-04-23 07:00 | 0 | 0.54619 | 0.39042
2023-04-23 08:00 | 0.32007 | 0.78942 | 0.28715
2023-04-23 09:00 | 0.58913 | 0.78558 | 0.17507
2023-04-23 10:00 | 0.60955 | 0.78472 | 0.14248
2023-04-23 11:00 | 0.41972 | 0.78105 | 0.10627
2023-04-23 12:00 | 0.35063 | 0.78162 | 0.050783
2023-04-23 13:00 | 0.31103 | 0.77511 | 0.020917
2023-04-23 14:00 | 0.5001 | 0.75808 | 0.013033
2023-04-23 15:00 | 0.54439 | 0.63978 | 0.00855
2023-04-23 16:00 | 0.35333 | 0.24947 | 0
2023-04-23 17:00 | 0 | 0.0046197 | 0
2023-04-23 18:00 | 0 | 0 | 0
2023-04-23 19:00 | 0 | 0 | 0.02605
2023-04-23 20:00 | 0 | 0 | 0.08665
2023-04-23 21:00 | 0 | 0 | 0.2405
2023-04-23 22:00 | 0 | 0 | 0.36822
2023-04-23 23:00 | 0 | 0 | 0.47323
2023-04-24 | 0 | 0 | 0.49022
2023-04-24 01:00 | 0 | 0 | 0.46568
2023-04-24 02:00 | 0 | 0 | 0.44388
2023-04-24 03:00 | 0 | 0 | 0.35757
2023-04-24 04:00 | 0 | 0 | 0.31825
2023-04-24 05:00 | 0 | 0 | 0.2885
2023-04-24 06:00 | 0 | 0.1204 | 0.29587
2023-04-24 07:00 | 0 | 0.52678 | 0.38335
2023-04-24 08:00 | 0.23834 | 0.76571 | 0.47488
2023-04-24 09:00 | 0.62662 | 0.76848 | 0.20545
2023-04-24 10:00 | 0.79034 | 0.76278 | 0.18582
2023-04-24 11:00 | 0.78585 | 0.70929 | 0.38618
2023-04-24 12:00 | 0.58937 | 0.66335 | 0.26578
2023-04-24 13:00 | 0.72102 | 0.69612 | 0.17933
2023-04-24 14:00 | 0.71494 | 0.72642 | 0.12868
2023-04-24 15:00 | 0.58076 | 0.60773 | 0.0871
2023-04-24 16:00 | 0.40911 | 0.23184 | 0.063283
2023-04-24 17:00 | 0 | 0.0039199 | 0.0511
2023-04-24 18:00 | 0 | 0 | 0.067933
2023-04-24 19:00 | 0 | 0 | 0.19605
2023-04-24 20:00 | 0 | 0 | 0.43312
2023-04-24 21:00 | 0 | 0 | 0.63462
2023-04-24 22:00 | 0 | 0 | 0.76368
2023-04-24 23:00 | 0 | 0 | 0.81537
2023-04-25 | 0 | 0 | 0.81718
2023-04-25 01:00 | 0 | 0 | 0.81305
2023-04-25 02:00 | 0 | 0 | 0.7695
2023-04-25 03:00 | 0 | 0 | 0.75373
2023-04-25 04:00 | 0 | 0 | 0.76365
2023-04-25 05:00 | 0 | 0 | 0.77253
2023-04-25 06:00 | 0 | 0.11191 | 0.77857
2023-04-25 07:00 | 0 | 0.50513 | 0.77317
2023-04-25 08:00 | 0 | 0.76051 | 0.47643
2023-04-25 09:00 | 0.38093 | 0.80011 | 0.53908
2023-04-25 10:00 | 0 | 0.80107 | 0.47518
2023-04-25 11:00 | 0 | 0.79412 | 0.2963
2023-04-25 12:00 | 0 | 0.7927 | 0.15458
2023-04-25 13:00 | 0 | 0.78654 | 0.07555
2023-04-25 14:00 | 0.30242 | 0.76581 | 0.03185
2023-04-25 15:00 | 0.39646 | 0.63579 | 0.016417
2023-04-25 16:00 | 0 | 0.24138 | 0.0070333
2023-04-25 17:00 | 0 | 0.0036627 | 0.0055333
2023-04-25 18:00 | 0 | 0 | 0.016983
2023-04-25 19:00 | 0 | 0 | 0.068183
2023-04-25 20:00 | 0 | 0 | 0.15315
2023-04-25 21:00 | 0 | 0 | 0.25867
2023-04-25 22:00 | 0 | 0 | 0.36995
2023-04-25 23:00 | 0 | 0 | 0.43423
2023-04-26 | 0 | 0 | 0.4511
2023-04-26 01:00 | 0 | 0 | 0.40182
2023-04-26 02:00 | 0 | 0 | 0.34108
2023-04-26 03:00 | 0 | 0 | 0.37835
2023-04-26 04:00 | 0 | 0 | 0.40813
2023-04-26 05:00 | 0 | 0 | 0.46773
2023-04-26 06:00 | 0 | 0.11856 | 0.50865
2023-04-26 07:00 | 0 | 0.52724 | 0.52343
2023-04-26 08:00 | 0.16794 | 0.78654 | 0.47445
2023-04-26 09:00 | 0.26934 | 0.80531 | 0.31963
2023-04-26 10:00 | 0.41412 | 0.80246 | 0.52538
2023-04-26 11:00 | 0 | 0.79444 | 0.4948
2023-04-26 12:00 | 0 | 0.79476 | 0.4218
2023-04-26 13:00 | 0.34096 | 0.79181 | 0.3737
2023-04-26 14:00 | 0.48566 | 0.77482 | 0.29083
2023-04-26 15:00 | 0.28505 | 0.64601 | 0.23173
2023-04-26 16:00 | 0 | 0.24384 | 0.20733
2023-04-26 17:00 | 0 | 0.0030112 | 0.21968
2023-04-26 18:00 | 0 | 0 | 0.24938
2023-04-26 19:00 | 0 | 0 | 0.31788
2023-04-26 20:00 | 0 | 0 | 0.4154
2023-04-26 21:00 | 0 | 0 | 0.48335
2023-04-26 22:00 | 0 | 0 | 0.57395
2023-04-26 23:00 | 0 | 0 | 0.62023
2023-04-27 | 0 | 0 | 0.69167
2023-04-27 01:00 | 0 | 0 | 0.7426
2023-04-27 02:00 | 0 | 0 | 0.80705
2023-04-27 03:00 | 0 | 0 | 0.87307
2023-04-27 04:00 | 0 | 0 | 0.92793
2023-04-27 05:00 | 0 | 0 | 0.96543
2023-04-27 06:00 | 0 | 0.12034 | 0.97505
2023-04-27 07:00 | 0.17987 | 0.54067 | 0.97467
2023-04-27 08:00 | 0.71473 | 0.79733 | 0.95603
2023-04-27 09:00 | 0.83785 | 0.82066 | 0.8815
2023-04-27 10:00 | 0.89738 | 0.81827 | 0.85808
2023-04-27 11:00 | 0.92569 | 0.81157 | 0.78945
2023-04-27 12:00 | 0.91586 | 0.81232 | 0.67383
2023-04-27 13:00 | 0.8533 | 0.80954 | 0.56728
2023-04-27 14:00 | 0.62878 | 0.79448 | 0.47672
2023-04-27 15:00 | 0.6572 | 0.65434 | 0.40468
2023-04-27 16:00 | 0.44267 | 0.24938 | 0.38562
2023-04-27 17:00 | 0 | 0.0028558 | 0.38848
2023-04-27 18:00 | 0 | 0 | 0.41025
2023-04-27 19:00 | 0 | 0 | 0.47607
2023-04-27 20:00 | 0 | 0 | 0.5256
2023-04-27 21:00 | 0 | 0 | 0.65688
2023-04-27 22:00 | 0 | 0 | 0.77313
2023-04-27 23:00 | 0 | 0 | 0.85297
2023-04-28 | 0 | 0 | 0.8647
2023-04-28 01:00 | 0 | 0 | 0.84422
2023-04-28 02:00 | 0 | 0 | 0.85592
2023-04-28 03:00 | 0 | 0 | 0.87668
2023-04-28 04:00 | 0 | 0 | 0.8836
2023-04-28 05:00 | 0 | 0 | 0.90618
2023-04-28 06:00 | 0 | 0.12199 | 0.91593
2023-04-28 07:00 | 0.2305 | 0.55235 | 0.9011
2023-04-28 08:00 | 0.7345 | 0.8114 | 0.7947
2023-04-28 09:00 | 0.83508 | 0.82009 | 0.59702
2023-04-28 10:00 | 0.90382 | 0.81193 | 0.63163
2023-04-28 11:00 | 0.92875 | 0.80694 | 0.60058
2023-04-28 12:00 | 0.86281 | 0.8073 | 0.40853
2023-04-28 13:00 | 0.61472 | 0.80538 | 0.26383
2023-04-28 14:00 | 0.36905 | 0.79135 | 0.17957
2023-04-28 15:00 | 0.31761 | 0.65 | 0.1963
2023-04-28 16:00 | 0.25082 | 0.24454 | 0.25007
2023-04-28 17:00 | 0 | 0.0025248 | 0.25975
2023-04-28 18:00 | 0 | 0 | 0.2895
2023-04-28 19:00 | 0 | 0 | 0.42785
2023-04-28 20:00 | 0 | 0 | 0.58183
2023-04-28 21:00 | 0 | 0 | 0.72968
2023-04-28 22:00 | 0 | 0 | 0.82573
2023-04-28 23:00 | 0 | 0 | 0.86808
2023-04-29 | 0 | 0 | 0.87695
2023-04-29 01:00 | 0 | 0 | 0.89323
2023-04-29 02:00 | 0 | 0 | 0.88398
2023-04-29 03:00 | 0 | 0 | 0.83785
2023-04-29 04:00 | 0 | 0 | 0.84317
2023-04-29 05:00 | 0 | 0 | 0.85777
2023-04-29 06:00 | 0 | 0.12012 | 0.83825
2023-04-29 07:00 | 0.16777 | 0.54384 | 0.8157
2023-04-29 08:00 | 0.3881 | 0.80545 | 0.82503
2023-04-29 09:00 | 0.36766 | 0.80791 | 0.61748
2023-04-29 10:00 | 0.52534 | 0.80089 | 0.58232
2023-04-29 11:00 | 0.69097 | 0.79452 | 0.66062
2023-04-29 12:00 | 0.67313 | 0.79637 | 0.55072
2023-04-29 13:00 | 0.67748 | 0.79544 | 0.40103
2023-04-29 14:00 | 0.64458 | 0.78305 | 0.30667
2023-04-29 15:00 | 0.47149 | 0.64106 | 0.25865
2023-04-29 16:00 | 0.31303 | 0.23921 | 0.27333
2023-04-29 17:00 | 0 | 0 | 0.29547
2023-04-29 18:00 | 0 | 0 | 0.34323
2023-04-29 19:00 | 0 | 0 | 0.49657
2023-04-29 20:00 | 0 | 0 | 0.69978
2023-04-29 21:00 | 0 | 0 | 0.82253
2023-04-29 22:00 | 0 | 0 | 0.8883
2023-04-29 23:00 | 0 | 0 | 0.91788
2023-04-30 | 0 | 0 | 0.93992
2023-04-30 01:00 | 0 | 0 | 0.95907
2023-04-30 02:00 | 0 | 0 | 0.98093
2023-04-30 03:00 | 0 | 0 | 0.99245
2023-04-30 04:00 | 0 | 0 | 0.99277
2023-04-30 05:00 | 0 | 0 | 0.98867
2023-04-30 06:00 | 0 | 0.1167 | 0.9649
2023-04-30 07:00 | 0.18522 | 0.53949 | 0.95938
2023-04-30 08:00 | 0.57377 | 0.79993 | 0.93302
2023-04-30 09:00 | 0.47402 | 0.79893 | 0.78647
2023-04-30 10:00 | 0.25049 | 0.79423 | 0.78827
2023-04-30 11:00 | 0.45029 | 0.78615 | 0.79228
2023-04-30 12:00 | 0.46231 | 0.78373 | 0.65037
2023-04-30 13:00 | 0 | 0.78145 | 0.41847
2023-04-30 14:00 | 0 | 0.7656 | 0.28438
2023-04-30 15:00 | 0.10745 | 0.62479 | 0.21507
2023-04-30 16:00 | 0.38316 | 0.22525 | 0.21638
2023-04-30 17:00 | 0 | 0 | 0.24948
2023-04-30 18:00 | 0 | 0 | 0.32087
2023-04-30 19:00 | 0 | 0 | 0.44457
2023-04-30 20:00 | 0 | 0 | 0.6501
2023-04-30 21:00 | 0 | 0 | 0.8084
2023-04-30 22:00 | 0 | 0 | 0.86802
2023-04-30 23:00 | 0 | 0 | 0.91597
2023-05-01 | 0 | 0 | 0.94448
2023-05-01 01:00 | 0 | 0 | 0.95923
2023-05-01 02:00 | 0 | 0 | 0.97013
2023-05-01 03:00 | 0 | 0 | 0.97913
2023-05-01 04:00 | 0 | 0 | 0.9862
2023-05-01 05:00 | 0 | 0 | 0.98208
2023-05-01 06:00 | 0 | 0.11145 | 0.97787
2023-05-01 07:00 | 0.040711 | 0.52123 | 0.97775
2023-05-01 08:00 | 0.44567 | 0.77749 | 0.94787
2023-05-01 09:00 | 0.43347 | 0.77785 | 0.78873
2023-05-01 10:00 | 0.75639 | 0.76449 | 0.71927
2023-05-01 11:00 | 0.49847 | 0.75602 | 0.63558
2023-05-01 12:00 | 0.45105 | 0.76375 | 0.50253
2023-05-01 13:00 | 0.36882 | 0.76189 | 0.33898
2023-05-01 14:00 | 0.32918 | 0.74736 | 0.24683
2023-05-01 15:00 | 0.27989 | 0.51464 | 0.22243
2023-05-01 16:00 | 0 | 0.17911 | 0.24082
2023-05-01 17:00 | 0 | 0 | 0.29887
2023-05-01 18:00 | 0 | 0 | 0.41715
2023-05-01 19:00 | 0 | 0 | 0.66427
2023-05-01 20:00 | 0 | 0 | 0.89105
2023-05-01 21:00 | 0 | 0 | 0.9551
2023-05-01 22:00 | 0 | 0 | 0.97455
2023-05-01 23:00 | 0 | 0 | 0.99012
2023-05-02 | 0 | 0 | 0.99653
2023-05-02 01:00 | 0 | 0 | 0.99877
2023-05-02 02:00 | 0 | 0 | 0.99968
2023-05-02 03:00 | 0 | 0 | 0.99983
2023-05-02 04:00 | 0 | 0 | 0.99998
2023-05-02 05:00 | 0 | 0 | 1
2023-05-02 06:00 | 0 | 0.091891 | 1
2023-05-02 07:00 | 0.10145 | 0.43533 | 1
2023-05-02 08:00 | 0.29896 | 0.68098 | 0.99985
2023-05-02 09:00 | 0.66896 | 0.72817 | 0.99247
2023-05-02 10:00 | 0.84384 | 0.74184 | 0.98052
2023-05-02 11:00 | 0.84703 | 0.7427 | 0.94572
2023-05-02 12:00 | 0.74433 | 0.6813 | 0.85803
2023-05-02 13:00 | 0.26935 | 0.59533 | 0.69613
2023-05-02 14:00 | 0 | 0.57945 | 0.50487
2023-05-02 15:00 | 0 | 0.488 | 0.41265
2023-05-02 16:00 | 0 | 0.18705 | 0.40782
2023-05-02 17:00 | 0 | 0.0062678 | 0.46397
2023-05-02 18:00 | 0 | 0 | 0.5806
2023-05-02 19:00 | 0 | 0 | 0.77002
2023-05-02 20:00 | 0 | 0 | 0.88492
2023-05-02 21:00 | 0 | 0 | 0.91753
2023-05-02 22:00 | 0 | 0 | 0.9416
2023-05-02 23:00 | 0 | 0 | 0.95898
2023-05-03 | 0 | 0 | 0.97492
2023-05-03 01:00 | 0 | 0 | 0.99218
2023-05-03 02:00 | 0 | 0 | 0.99743
2023-05-03 03:00 | 0 | 0 | 0.99858
2023-05-03 04:00 | 0 | 0 | 0.99943
2023-05-03 05:00 | 0 | 0 | 0.99942
2023-05-03 06:00 | 0 | 0.098871 | 0.999
2023-05-03 07:00 | 0.21357 | 0.4833 | 0.99878
2023-05-03 08:00 | 0.7265 | 0.7542 | 0.9896
2023-05-03 09:00 | 0.83926 | 0.77436 | 0.88337
2023-05-03 10:00 | 0.89623 | 0.76588 | 0.83337
2023-05-03 11:00 | 0.92405 | 0.76157 | 0.76195
2023-05-03 12:00 | 0.92473 | 0.76058 | 0.6389
2023-05-03 13:00 | 0.89567 | 0.75794 | 0.47297
2023-05-03 14:00 | 0.82894 | 0.73401 | 0.34355
2023-05-03 15:00 | 0.69445 | 0.57788 | 0.32217
2023-05-03 16:00 | 0.32792 | 0.19933 | 0.3666
2023-05-03 17:00 | 0 | 0.0054035 | 0.47725
2023-05-03 18:00 | 0 | 0 | 0.6351
2023-05-03 19:00 | 0 | 0 | 0.81895
2023-05-03 20:00 | 0 | 0 | 0.93377
2023-05-03 21:00 | 0 | 0 | 0.97737
2023-05-03 22:00 | 0 | 0 | 0.99102
2023-05-03 23:00 | 0 | 0 | 0.99662
2023-05-04 | 0 | 0 | 0.99803
2023-05-04 01:00 | 0 | 0 | 0.99925
2023-05-04 02:00 | 0 | 0 | 0.99973
2023-05-04 03:00 | 0 | 0 | 0.99983
2023-05-04 04:00 | 0 | 0 | 0.99992
2023-05-04 05:00 | 0 | 0 | 0.99988
2023-05-04 06:00 | 0 | 0.096937 | 0.99978
2023-05-04 07:00 | 0.23217 | 0.48152 | 0.99968
2023-05-04 08:00 | 0.74673 | 0.74608 | 0.99232
2023-05-04 09:00 | 0.8597 | 0.7604 | 0.90567
2023-05-04 10:00 | 0.91511 | 0.76371 | 0.84113
2023-05-04 11:00 | 0.93927 | 0.75114 | 0.75443
2023-05-04 12:00 | 0.93943 | 0.75007 | 0.65897
2023-05-04 13:00 | 0.91197 | 0.74747 | 0.52342
2023-05-04 14:00 | 0.85702 | 0.7011 | 0.42637
2023-05-04 15:00 | 0.73153 | 0.44298 | 0.40727
2023-05-04 16:00 | 0.28934 | 0.1814 | 0.45907
2023-05-04 17:00 | 0 | 0.0054138 | 0.52287
2023-05-04 18:00 | 0 | 0 | 0.56912
2023-05-04 19:00 | 0 | 0 | 0.66023
2023-05-04 20:00 | 0 | 0 | 0.80372
2023-05-04 21:00 | 0 | 0 | 0.89573
2023-05-04 22:00 | 0 | 0 | 0.9195
2023-05-04 23:00 | 0 | 0 | 0.93498
2023-05-05 | 0 | 0 | 0.9508
2023-05-05 01:00 | 0 | 0 | 0.96742
2023-05-05 02:00 | 0 | 0 | 0.97563
2023-05-05 03:00 | 0 | 0 | 0.97155
2023-05-05 04:00 | 0 | 0 | 0.94885
2023-05-05 05:00 | 0 | 0 | 0.91993
2023-05-05 06:00 | 0 | 0.088059 | 0.88293
2023-05-05 07:00 | 0.2158 | 0.45499 | 0.85143
2023-05-05 08:00 | 0.73232 | 0.73326 | 0.75575
2023-05-05 09:00 | 0.84609 | 0.74562 | 0.49445
2023-05-05 10:00 | 0.90198 | 0.7208 | 0.4425
2023-05-05 11:00 | 0.92845 | 0.69875 | 0.61652
2023-05-05 12:00 | 0.92856 | 0.72877 | 0.80517
2023-05-05 13:00 | 0.899 | 0.72429 | 0.72185
2023-05-05 14:00 | 0.84241 | 0.67507 | 0.60943
2023-05-05 15:00 | 0.71629 | 0.53974 | 0.56378
2023-05-05 16:00 | 0.39675 | 0.18297 | 0.53603
2023-05-05 17:00 | 0 | 0.0054256 | 0.56312
2023-05-05 18:00 | 0 | 0 | 0.5581
2023-05-05 19:00 | 0 | 0 | 0.53983
2023-05-05 20:00 | 0 | 0 | 0.57685
2023-05-05 21:00 | 0 | 0 | 0.49953
2023-05-05 22:00 | 0 | 0 | 0.46365
2023-05-05 23:00 | 0 | 0 | 0.58972
2023-05-06 | 0 | 0 | 0.65453
2023-05-06 01:00 | 0 | 0 | 0.69285
2023-05-06 02:00 | 0 | 0 | 0.82007
2023-05-06 03:00 | 0 | 0 | 0.89383
2023-05-06 04:00 | 0 | 0 | 0.86462
2023-05-06 05:00 | 0 | 0 | 0.82198
2023-05-06 06:00 | 0 | 0.090125 | 0.78493
2023-05-06 07:00 | 0.19578 | 0.45837 | 0.7477
2023-05-06 08:00 | 0.70946 | 0.7193 | 0.59162
2023-05-06 09:00 | 0.82417 | 0.66859 | 0.39285
2023-05-06 10:00 | 0.88215 | 0.67194 | 0.4566
2023-05-06 11:00 | 0.91281 | 0.63155 | 0.4826
2023-05-06 12:00 | 0.91267 | 0.57885 | 0.28243
2023-05-06 13:00 | 0.88079 | 0.35883 | 0.15795
2023-05-06 14:00 | 0.82149 | 0.22198 | 0.1354
2023-05-06 15:00 | 0.69422 | 0.36571 | 0.17143
2023-05-06 16:00 | 0.3972 | 0.10721 | 0.2148
2023-05-06 17:00 | 0 | 0 | 0.30242
2023-05-06 18:00 | 0 | 0 | 0.33732
2023-05-06 19:00 | 0 | 0 | 0.32263
2023-05-06 20:00 | 0 | 0 | 0.4072
2023-05-06 21:00 | 0 | 0 | 0.65212
2023-05-06 22:00 | 0 | 0 | 0.89763
2023-05-06 23:00 | 0 | 0 | 0.94102
2023-05-07 | 0 | 0 | 0.95543
2023-05-07 01:00 | 0 | 0 | 0.95462
2023-05-07 02:00 | 0 | 0 | 0.91712
2023-05-07 03:00 | 0 | 0 | 0.87355
2023-05-07 04:00 | 0 | 0 | 0.83937
2023-05-07 05:00 | 0 | 0 | 0.81537
2023-05-07 06:00 | 0 | 0.057835 | 0.75323
2023-05-07 07:00 | 0.18626 | 0.2497 | 0.72507
2023-05-07 08:00 | 0.70085 | 0.53358 | 0.59765
2023-05-07 09:00 | 0.8172 | 0.56086 | 0.56268
2023-05-07 10:00 | 0.8774 | 0.64865 | 0.7761
2023-05-07 11:00 | 0.90321 | 0.64231 | 0.89112
2023-05-07 12:00 | 0.90196 | 0.63764 | 0.90948
2023-05-07 13:00 | 0.86161 | 0.59291 | 0.89778
2023-05-07 14:00 | 0.81168 | 0.46225 | 0.83635
2023-05-07 15:00 | 0.67648 | 0.35826 | 0.79072
2023-05-07 16:00 | 0.2915 | 0.098679 | 0.80287
2023-05-07 17:00 | 0 | 0 | 0.84718
2023-05-07 18:00 | 0 | 0 | 0.86303
2023-05-07 19:00 | 0 | 0 | 0.86853
2023-05-07 20:00 | 0 | 0 | 0.91607
2023-05-07 21:00 | 0 | 0 | 0.95552
2023-05-07 22:00 | 0 | 0 | 0.94738
2023-05-07 23:00 | 0 | 0 | 0.92758
2023-05-08 | 0 | 0 | 0.89888
2023-05-08 01:00 | 0 | 0 | 0.86297
2023-05-08 02:00 | 0 | 0 | 0.8211
2023-05-08 03:00 | 0 | 0 | 0.7856
2023-05-08 04:00 | 0 | 0 | 0.81962
2023-05-08 05:00 | 0 | 0 | 0.86438
2023-05-08 06:00 | 0 | 0.078853 | 0.90543
2023-05-08 07:00 | 0.19278 | 0.41229 | 0.92477
2023-05-08 08:00 | 0.70662 | 0.66307 | 0.87288
2023-05-08 09:00 | 0.81922 | 0.69131 | 0.73405
2023-05-08 10:00 | 0.87337 | 0.70182 | 0.88445
2023-05-08 11:00 | 0.90013 | 0.69359 | 0.95892
2023-05-08 12:00 | 0.89956 | 0.65705 | 0.9338
2023-05-08 13:00 | 0.86885 | 0.57468 | 0.86072
2023-05-08 14:00 | 0.81173 | 0.54056 | 0.75003
2023-05-08 15:00 | 0.6853 | 0.089038 | 0.75853
2023-05-08 16:00 | 0.406 | 0.066944 | 0.77245
2023-05-08 17:00 | 0 | 0.0054277 | 0.7735
2023-05-08 18:00 | 0 | 0 | 0.73732
2023-05-08 19:00 | 0 | 0 | 0.69303
2023-05-08 20:00 | 0 | 0 | 0.75742
2023-05-08 21:00 | 0 | 0 | 0.82985
2023-05-08 22:00 | 0 | 0 | 0.89633
2023-05-08 23:00 | 0 | 0 | 0.89668
2023-05-09 | 0 | 0 | 0.89628
2023-05-09 01:00 | 0 | 0 | 0.87605
2023-05-09 02:00 | 0 | 0 | 0.8303
2023-05-09 03:00 | 0 | 0 | 0.7983
2023-05-09 04:00 | 0 | 0 | 0.75777
2023-05-09 05:00 | 0 | 0 | 0.71365
2023-05-09 06:00 | 0 | 0.078868 | 0.68247
2023-05-09 07:00 | 0.20149 | 0.36795 | 0.65477
2023-05-09 08:00 | 0.71892 | 0.56535 | 0.56642
2023-05-09 09:00 | 0.83369 | 0.63522 | 0.39033
2023-05-09 10:00 | 0.88943 | 0.6614 | 0.46925
2023-05-09 11:00 | 0.9152 | 0.63668 | 0.38562
2023-05-09 12:00 | 0.91227 | 0.6198 | 0.30957
2023-05-09 13:00 | 0.88208 | 0.46385 | 0.11035
2023-05-09 14:00 | 0.82347 | 0.43469 | 0.06995
2023-05-09 15:00 | 0.69491 | 0.18113 | 0.075
2023-05-09 16:00 | 0.41376 | 0.10196 | 0.09115
2023-05-09 17:00 | 0 | 0 | 0.11715
2023-05-09 18:00 | 0 | 0 | 0.1829
2023-05-09 19:00 | 0 | 0 | 0.28488
2023-05-09 20:00 | 0 | 0 | 0.439
2023-05-09 21:00 | 0 | 0 | 0.49383
2023-05-09 22:00 | 0 | 0 | 0.4726
2023-05-09 23:00 | 0 | 0 | 0.44502
2023-05-10 | 0 | 0 | 0.44702
2023-05-10 01:00 | 0 | 0 | 0.46753
2023-05-10 02:00 | 0 | 0 | 0.47437
2023-05-10 03:00 | 0 | 0 | 0.44535
2023-05-10 04:00 | 0 | 0 | 0.43885
2023-05-10 05:00 | 0 | 0 | 0.45958
2023-05-10 06:00 | 0 | 0.079088 | 0.47985
2023-05-10 07:00 | 0.14733 | 0.42397 | 0.55442
2023-05-10 08:00 | 0.60519 | 0.6541 | 0.60322
2023-05-10 09:00 | 0.83508 | 0.62543 | 0.42443
2023-05-10 10:00 | 0.89167 | 0.58287 | 0.48862
2023-05-10 11:00 | 0.91773 | 0.60684 | 0.45107
2023-05-10 12:00 | 0.91373 | 0.62824 | 0.31488
2023-05-10 13:00 | 0.88241 | 0.61524 | 0.10735
2023-05-10 14:00 | 0.82217 | 0.31973 | 0.015467
2023-05-10 15:00 | 0.6877 | 0.33151 | 0
2023-05-10 16:00 | 0.37448 | 0.1005 | 0
2023-05-10 17:00 | 0 | 0 | 0
2023-05-10 18:00 | 0 | 0 | 0.0016667
2023-05-10 19:00 | 0 | 0 | 0.044233
2023-05-10 20:00 | 0 | 0 | 0.060817
2023-05-10 21:00 | 0 | 0 | 0.048117
2023-05-10 22:00 | 0 | 0 | 0
2023-05-10 23:00 | 0 | 0 | 0.05745
2023-05-11 | 0 | 0 | 0.74768
2023-05-11 01:00 | 0 | 0 | 0.95805
2023-05-11 02:00 | 0 | 0 | 0.9918
2023-05-11 03:00 | 0 | 0 | 0.99197
2023-05-11 04:00 | 0 | 0 | 0.99
2023-05-11 05:00 | 0 | 0 | 0.988
2023-05-11 06:00 | 0 | 0.055912 | 0.97812
2023-05-11 07:00 | 0.17223 | 0.14472 | 0.97678
2023-05-11 08:00 | 0.7098 | 0.20092 | 0.9093
2023-05-11 09:00 | 0.82727 | 0.58903 | 0.85848
2023-05-11 10:00 | 0.88553 | 0.69925 | 0.72488
2023-05-11 11:00 | 0.91281 | 0.71325 | 0.57323
2023-05-11 12:00 | 0.91195 | 0.71015 | 0.48892
2023-05-11 13:00 | 0.88277 | 0.70271 | 0.51152
2023-05-11 14:00 | 0.82354 | 0.68846 | 0.5243
2023-05-11 15:00 | 0.69127 | 0.5474 | 0.5141
2023-05-11 16:00 | 0.40494 | 0.17953 | 0.51447
2023-05-11 17:00 | 0 | 0 | 0.53522
2023-05-11 18:00 | 0 | 0 | 0.55805
2023-05-11 19:00 | 0 | 0 | 0.58523
2023-05-11 20:00 | 0 | 0 | 0.61065
2023-05-11 21:00 | 0 | 0 | 0.64257
2023-05-11 22:00 | 0 | 0 | 0.67075
2023-05-11 23:00 | 0 | 0 | 0.6351
2023-05-12 | 0 | 0 | 0.57872
2023-05-12 01:00 | 0 | 0 | 0.56177
2023-05-12 02:00 | 0 | 0 | 0.6102
2023-05-12 03:00 | 0 | 0 | 0.63215
2023-05-12 04:00 | 0 | 0 | 0.65243
2023-05-12 05:00 | 0 | 0 | 0.63028
2023-05-12 06:00 | 0 | 0.086083 | 0.63455
2023-05-12 07:00 | 0.20863 | 0.46571 | 0.66962
2023-05-12 08:00 | 0.73511 | 0.73451 | 0.61247
2023-05-12 09:00 | 0.85623 | 0.71289 | 0.39458
2023-05-12 10:00 | 0.91284 | 0.72532 | 0.46825
2023-05-12 11:00 | 0.93765 | 0.72447 | 0.3574
2023-05-12 12:00 | 0.93487 | 0.72119 | 0.22803
2023-05-12 13:00 | 0.90679 | 0.72888 | 0.14625
2023-05-12 14:00 | 0.84677 | 0.68479 | 0.1342
2023-05-12 15:00 | 0.71069 | 0.47276 | 0.12805
2023-05-12 16:00 | 0.34703 | 0.15666 | 0.13672
2023-05-12 17:00 | 0 | 0 | 0.1612
2023-05-12 18:00 | 0 | 0 | 0.20122
2023-05-12 19:00 | 0 | 0 | 0.29007
2023-05-12 20:00 | 0 | 0 | 0.5109
2023-05-12 21:00 | 0 | 0 | 0.65217
2023-05-12 22:00 | 0 | 0 | 0.7397
2023-05-12 23:00 | 0 | 0 | 0.79083
2023-05-13 | 0 | 0 | 0.78783
2023-05-13 01:00 | 0 | 0 | 0.78158
2023-05-13 02:00 | 0 | 0 | 0.81975
2023-05-13 03:00 | 0 | 0 | 0.84235
2023-05-13 04:00 | 0 | 0 | 0.82985
2023-05-13 05:00 | 0 | 0 | 0.74682
2023-05-13 06:00 | 0 | 0.082222 | 0.65368
2023-05-13 07:00 | 0.2182 | 0.4557 | 0.62662
2023-05-13 08:00 | 0.74512 | 0.69437 | 0.57807
2023-05-13 09:00 | 0.86509 | 0.7354 | 0.42155
2023-05-13 10:00 | 0.92026 | 0.72771 | 0.44132
2023-05-13 11:00 | 0.94557 | 0.61335 | 0.41193
2023-05-13 12:00 | 0.94344 | 0.52147 | 0.34772
2023-05-13 13:00 | 0.91485 | 0.60246 | 0.22438
2023-05-13 14:00 | 0.8563 | 0.44996 | 0.17702
2023-05-13 15:00 | 0.71864 | 0.4041 | 0.15825
2023-05-13 16:00 | 0.28205 | 0.15109 | 0.19802
2023-05-13 17:00 | 0 | 0 | 0.27703
2023-05-13 18:00 | 0 | 0 | 0.37188
2023-05-13 19:00 | 0 | 0 | 0.52578
2023-05-13 20:00 | 0 | 0 | 0.81102
2023-05-13 21:00 | 0 | 0 | 0.9019
2023-05-13 22:00 | 0 | 0 | 0.94982
2023-05-13 23:00 | 0 | 0 | 0.96465
2023-05-14 | 0 | 0 | 0.94783
2023-05-14 01:00 | 0 | 0 | 0.923
2023-05-14 02:00 | 0 | 0 | 0.92777
2023-05-14 03:00 | 0 | 0 | 0.92828
2023-05-14 04:00 | 0 | 0 | 0.92917
2023-05-14 05:00 | 0 | 0 | 0.9272
2023-05-14 06:00 | 0 | 0.078732 | 0.92917
2023-05-14 07:00 | 0.14547 | 0.4469 | 0.95258
2023-05-14 08:00 | 0.67879 | 0.72126 | 0.91972
2023-05-14 09:00 | 0.80421 | 0.73323 | 0.85292
2023-05-14 10:00 | 0.88703 | 0.73259 | 0.89968
2023-05-14 11:00 | 0.91449 | 0.72411 | 0.8984
2023-05-14 12:00 | 0.83734 | 0.72593 | 0.81583
2023-05-14 13:00 | 0.82166 | 0.70816 | 0.56523
2023-05-14 14:00 | 0.81161 | 0.52365 | 0.40667
2023-05-14 15:00 | 0.67429 | 0.50153 | 0.37582
2023-05-14 16:00 | 0.37915 | 0.16317 | 0.38387
2023-05-14 17:00 | 0 | 0 | 0.47182
2023-05-14 18:00 | 0 | 0 | 0.54903
2023-05-14 19:00 | 0 | 0 | 0.666
2023-05-14 20:00 | 0 | 0 | 0.8335
2023-05-14 21:00 | 0 | 0 | 0.9484
2023-05-14 22:00 | 0 | 0 | 0.98588
2023-05-14 23:00 | 0 | 0 | 0.99005
2023-05-15 | 0 | 0 | 0.99068
2023-05-15 01:00 | 0 | 0 | 0.9911
2023-05-15 02:00 | 0 | 0 | 0.99037
2023-05-15 03:00 | 0 | 0 | 0.99182
2023-05-15 04:00 | 0 | 0 | 0.99473
2023-05-15 05:00 | 0 | 0 | 0.99473
2023-05-15 06:00 | 0 | 0.077518 | 0.9902
2023-05-15 07:00 | 0.10514 | 0.44402 | 0.99042
2023-05-15 08:00 | 0.63762 | 0.71898 | 0.97943
2023-05-15 09:00 | 0.76669 | 0.72792 | 0.84048
2023-05-15 10:00 | 0.83027 | 0.71125 | 0.83222
2023-05-15 11:00 | 0.85854 | 0.69551 | 0.7878
2023-05-15 12:00 | 0.85382 | 0.69459 | 0.72428
2023-05-15 13:00 | 0.82103 | 0.60246 | 0.55017
2023-05-15 14:00 | 0.75355 | 0.54544 | 0.3495
2023-05-15 15:00 | 0.60804 | 0.32459 | 0.24433
2023-05-15 16:00 | 0.31713 | 0.080645 | 0.3102
2023-05-15 17:00 | 0 | 0 | 0.39023
2023-05-15 18:00 | 0 | 0 | 0.42998
2023-05-15 19:00 | 0 | 0 | 0.605
2023-05-15 20:00 | 0 | 0 | 0.81953
2023-05-15 21:00 | 0 | 0 | 0.91405
2023-05-15 22:00 | 0 | 0 | 0.96718
2023-05-15 23:00 | 0 | 0 | 0.98057
2023-05-16 | 0 | 0 | 0.98565
2023-05-16 01:00 | 0 | 0 | 0.98978
2023-05-16 02:00 | 0 | 0 | 0.99462
2023-05-16 03:00 | 0 | 0 | 0.99555
2023-05-16 04:00 | 0 | 0 | 0.99648
2023-05-16 05:00 | 0 | 0 | 0.99882
2023-05-16 06:00 | 0 | 0.069274 | 0.9997
2023-05-16 07:00 | 0.078295 | 0.24215 | 0.9985
2023-05-16 08:00 | 0.60861 | 0.57101 | 0.99708
2023-05-16 09:00 | 0.74094 | 0.52746 | 0.9789
2023-05-16 10:00 | 0.80659 | 0.55053 | 0.97497
2023-05-16 11:00 | 0.83738 | 0.60702 | 0.97917
2023-05-16 12:00 | 0.83499 | 0.59986 | 0.94533
2023-05-16 13:00 | 0.8011 | 0.62325 | 0.7952
2023-05-16 14:00 | 0.73266 | 0.56887 | 0.65928
2023-05-16 15:00 | 0.58449 | 0.26604 | 0.49028
2023-05-16 16:00 | 0.29499 | 0.093565 | 0.41112
2023-05-16 17:00 | 0 | 0 | 0.42657
2023-05-16 18:00 | 0 | 0 | 0.41633
2023-05-16 19:00 | 0 | 0 | 0.41312
2023-05-16 20:00 | 0 | 0 | 0.7181
2023-05-16 21:00 | 0 | 0 | 0.79773
2023-05-16 22:00 | 0 | 0 | 0.83845
2023-05-16 23:00 | 0 | 0 | 0.86438
2023-05-17 | 0 | 0 | 0.81995
2023-05-17 01:00 | 0 | 0 | 0.76465
2023-05-17 02:00 | 0 | 0 | 0.85442
2023-05-17 03:00 | 0 | 0 | 0.9065
2023-05-17 04:00 | 0 | 0 | 0.96507
2023-05-17 05:00 | 0 | 0 | 0.97032
2023-05-17 06:00 | 0 | 0.067628 | 0.9863
2023-05-17 07:00 | 0.092835 | 0.31114 | 0.96432
2023-05-17 08:00 | 0.62502 | 0.35723 | 0.87472
2023-05-17 09:00 | 0.76489 | 0.39736 | 0.66788
2023-05-17 10:00 | 0.83023 | 0.3765 | 0.62845
2023-05-17 11:00 | 0.86181 | 0.58155 | 0.60348
2023-05-17 12:00 | 0.85849 | 0.67439 | 0.54753
2023-05-17 13:00 | 0.78282 | 0.55317 | 0.38135
2023-05-17 14:00 | 0.69213 | 0.48059 | 0.23172
2023-05-17 15:00 | 0.60868 | 0.37229 | 0.15287
2023-05-17 16:00 | 0.28249 | 0.12719 | 0.12153
2023-05-17 17:00 | 0 | 0 | 0.124
2023-05-17 18:00 | 0 | 0 | 0.16915
2023-05-17 19:00 | 0 | 0 | 0.25292
2023-05-17 20:00 | 0 | 0 | 0.23212
2023-05-17 21:00 | 0 | 0 | 0.35088
2023-05-17 22:00 | 0 | 0 | 0.32273
2023-05-17 23:00 | 0 | 0 | 0.36097
2023-05-18 | 0 | 0 | 0.43157
2023-05-18 01:00 | 0 | 0 | 0.45957
2023-05-18 02:00 | 0 | 0 | 0.60175
2023-05-18 03:00 | 0 | 0 | 0.756
2023-05-18 04:00 | 0 | 0 | 0.83207
2023-05-18 05:00 | 0 | 0 | 0.72397
2023-05-18 06:00 | 0 | 0.055096 | 0.7423
2023-05-18 07:00 | 0.14988 | 0.17096 | 0.59113
2023-05-18 08:00 | 0.68718 | 0.060096 | 0.40312
2023-05-18 09:00 | 0.81663 | 0.17376 | 0.31237
2023-05-18 10:00 | 0.87782 | 0.10748 | 0.1704
2023-05-18 11:00 | 0.90775 | 0.10942 | 0.11082
2023-05-18 12:00 | 0.90516 | 0.14037 | 0.10835
2023-05-18 13:00 | 0.87437 | 0.058383 | 0.05955
2023-05-18 14:00 | 0.80969 | 0.074213 | 0.01585
2023-05-18 15:00 | 0.6643 | 0.10298 | 0
2023-05-18 16:00 | 0.3638 | 0.085922 | 0
2023-05-18 17:00 | 0 | 0 | 0
2023-05-18 18:00 | 0 | 0 | 0
2023-05-18 19:00 | 0 | 0 | 0
2023-05-18 20:00 | 0 | 0 | 0
2023-05-18 21:00 | 0 | 0 | 0
2023-05-18 22:00 | 0 | 0 | 0.020733
2023-05-18 23:00 | 0 | 0 | 0.039533
2023-05-19 | 0 | 0 | 0.0385
2023-05-19 01:00 | 0 | 0 | 0.032183
2023-05-19 02:00 | 0 | 0 | 0.04885
2023-05-19 03:00 | 0 | 0 | 0.10565
2023-05-19 04:00 | 0 | 0 | 0.16475
2023-05-19 05:00 | 0 | 0 | 0.17398
2023-05-19 06:00 | 0 | 0.066157 | 0.20152
2023-05-19 07:00 | 0.19009 | 0.41749 | 0.2078
2023-05-19 08:00 | 0.72657 | 0.6963 | 0.23182
2023-05-19 09:00 | 0.85237 | 0.72625 | 0.14557
2023-05-19 10:00 | 0.90947 | 0.72528 | 0.1039
2023-05-19 11:00 | 0.93657 | 0.71756 | 0.11223
2023-05-19 12:00 | 0.93403 | 0.71802 | 0.1253
2023-05-19 13:00 | 0.90641 | 0.71852 | 0.15388
2023-05-19 14:00 | 0.8457 | 0.70427 | 0.22765
2023-05-19 15:00 | 0.70235 | 0.52995 | 0.29773
2023-05-19 16:00 | 0.37689 | 0.15676 | 0.34868
2023-05-19 17:00 | 0 | 0 | 0.42355
2023-05-19 18:00 | 0 | 0 | 0.5116
2023-05-19 19:00 | 0 | 0 | 0.61898
2023-05-19 20:00 | 0 | 0 | 0.48448
2023-05-19 21:00 | 0 | 0 | 0.45552
2023-05-19 22:00 | 0 | 0 | 0.47285
2023-05-19 23:00 | 0 | 0 | 0.57645
2023-05-20 | 0 | 0 | 0.65575
2023-05-20 01:00 | 0 | 0 | 0.70723
2023-05-20 02:00 | 0 | 0 | 0.74757
2023-05-20 03:00 | 0 | 0 | 0.75688
2023-05-20 04:00 | 0 | 0 | 0.78245
2023-05-20 05:00 | 0 | 0 | 0.80063
2023-05-20 06:00 | 0 | 0.06948 | 0.78935
2023-05-20 07:00 | 0.17107 | 0.44217 | 0.71855
2023-05-20 08:00 | 0.70776 | 0.73572 | 0.52597
2023-05-20 09:00 | 0.83457 | 0.74448 | 0.2955
2023-05-20 10:00 | 0.89307 | 0.74291 | 0.39645
2023-05-20 11:00 | 0.92082 | 0.73437 | 0.597
2023-05-20 12:00 | 0.91763 | 0.73625 | 0.72923
2023-05-20 13:00 | 0.88869 | 0.73501 | 0.76645
2023-05-20 14:00 | 0.82676 | 0.72564 | 0.77557
2023-05-20 15:00 | 0.68211 | 0.53846 | 0.7685
2023-05-20 16:00 | 0.38525 | 0.15749 | 0.76848
2023-05-20 17:00 | 0 | 0 | 0.74435
2023-05-20 18:00 | 0 | 0 | 0.6659
2023-05-20 19:00 | 0 | 0 | 0.61273
2023-05-20 20:00 | 0 | 0 | 0.66173
2023-05-20 21:00 | 0 | 0 | 0.6683
2023-05-20 22:00 | 0 | 0 | 0.63383
2023-05-20 23:00 | 0 | 0 | 0.61553
2023-05-21 | 0 | 0 | 0.62848
2023-05-21 01:00 | 0 | 0 | 0.60202
2023-05-21 02:00 | 0 | 0 | 0.50293
2023-05-21 03:00 | 0 | 0 | 0.42177
2023-05-21 04:00 | 0 | 0 | 0.38293
2023-05-21 05:00 | 0 | 0 | 0.36695
2023-05-21 06:00 | 0 | 0.069922 | 0.37868
2023-05-21 07:00 | 0.13706 | 0.44306 | 0.37652
2023-05-21 08:00 | 0.67338 | 0.74138 | 0.41058
2023-05-21 09:00 | 0.80126 | 0.75018 | 0.24368
2023-05-21 10:00 | 0.8615 | 0.7464 | 0.29578
2023-05-21 11:00 | 0.8897 | 0.73746 | 0.4627
2023-05-21 12:00 | 0.88679 | 0.73689 | 0.4839
2023-05-21 13:00 | 0.85721 | 0.73714 | 0.46645
2023-05-21 14:00 | 0.79453 | 0.7219 | 0.39678
2023-05-21 15:00 | 0.65037 | 0.5427 | 0.346
2023-05-21 16:00 | 0.35372 | 0.15959 | 0.32387
2023-05-21 17:00 | 0 | 0 | 0.3609
2023-05-21 18:00 | 0 | 0 | 0.37097
2023-05-21 19:00 | 0 | 0 | 0.31753
2023-05-21 20:00 | 0 | 0 | 0.37742
2023-05-21 21:00 | 0 | 0 | 0.36102
2023-05-21 22:00 | 0 | 0 | 0.39163
2023-05-21 23:00 | 0 | 0 | 0.421
2023-05-22 | 0 | 0 | 0.46725
2023-05-22 01:00 | 0 | 0 | 0.60082
2023-05-22 02:00 | 0 | 0 | 0.67763
2023-05-22 03:00 | 0 | 0 | 0.67262
2023-05-22 04:00 | 0 | 0 | 0.63258
2023-05-22 05:00 | 0 | 0 | 0.51703
2023-05-22 06:00 | 0 | 0.067393 | 0.34677
2023-05-22 07:00 | 0.12309 | 0.44722 | 0.21665
2023-05-22 08:00 | 0.65809 | 0.74074 | 0.16547
2023-05-22 09:00 | 0.78639 | 0.74626 | 0.091217
2023-05-22 10:00 | 0.84729 | 0.74049 | 0.10997
2023-05-22 11:00 | 0.87606 | 0.73063 | 0.097783
2023-05-22 12:00 | 0.87254 | 0.73219 | 0.098467
2023-05-22 13:00 | 0.84323 | 0.73123 | 0.10482
2023-05-22 14:00 | 0.77921 | 0.71806 | 0.12447
2023-05-22 15:00 | 0.63597 | 0.537 | 0.15142
2023-05-22 16:00 | 0.3432 | 0.15573 | 0.16528
2023-05-22 17:00 | 0 | 0 | 0.19433
2023-05-22 18:00 | 0 | 0 | 0.21472
2023-05-22 19:00 | 0 | 0 | 0.22255
2023-05-22 20:00 | 0 | 0 | 0.198
2023-05-22 21:00 | 0 | 0 | 0.2293
2023-05-22 22:00 | 0 | 0 | 0.28928
2023-05-22 23:00 | 0 | 0 | 0.34203
2023-05-23 | 0 | 0 | 0.3756
2023-05-23 01:00 | 0 | 0 | 0.445
2023-05-23 02:00 | 0 | 0 | 0.46402
2023-05-23 03:00 | 0 | 0 | 0.40135
2023-05-23 04:00 | 0 | 0 | 0.28627
2023-05-23 05:00 | 0 | 0 | 0.22788
2023-05-23 06:00 | 0 | 0.065652 | 0.17333
2023-05-23 07:00 | 0.16754 | 0.43686 | 0.1234
2023-05-23 08:00 | 0.70239 | 0.72628 | 0.044733
2023-05-23 09:00 | 0.83064 | 0.73611 | 0.018017
2023-05-23 10:00 | 0.88779 | 0.72991 | 0.0083833
2023-05-23 11:00 | 0.91632 | 0.7234 | 0.053083
2023-05-23 12:00 | 0.91372 | 0.72322 | 0.044233
2023-05-23 13:00 | 0.88542 | 0.72297 | 0.020417
2023-05-23 14:00 | 0.82484 | 0.71182 | 0
2023-05-23 15:00 | 0.68226 | 0.52885 | 0
2023-05-23 16:00 | 0.38598 | 0.15394 | 0
2023-05-23 17:00 | 0 | 0 | 0
2023-05-23 18:00 | 0 | 0 | 0.012567
2023-05-23 19:00 | 0 | 0 | 0.0635
2023-05-23 20:00 | 0 | 0 | 0.058517
2023-05-23 21:00 | 0 | 0 | 0.10228
2023-05-23 22:00 | 0 | 0 | 0.13643
2023-05-23 23:00 | 0 | 0 | 0.17303
2023-05-24 | 0 | 0 | 0.20435
2023-05-24 01:00 | 0 | 0 | 0.21948
2023-05-24 02:00 | 0 | 0 | 0.19073
2023-05-24 03:00 | 0 | 0 | 0.17743
2023-05-24 04:00 | 0 | 0 | 0.19235
2023-05-24 05:00 | 0 | 0 | 0.22203
2023-05-24 06:00 | 0 | 0.064911 | 0.23328
2023-05-24 07:00 | 0.13257 | 0.43554 | 0.24587
2023-05-24 08:00 | 0.66176 | 0.72475 | 0.29383
2023-05-24 09:00 | 0.78792 | 0.72824 | 0.22913
2023-05-24 10:00 | 0.84849 | 0.72012 | 0.1754
2023-05-24 11:00 | 0.87816 | 0.71232 | 0.1271
2023-05-24 12:00 | 0.8741 | 0.71364 | 0.065083
2023-05-24 13:00 | 0.84394 | 0.71478 | 0.028
2023-05-24 14:00 | 0.78024 | 0.70395 | 0.0085167
2023-05-24 15:00 | 0.64155 | 0.5213 | 0
2023-05-24 16:00 | 0.35297 | 0.15024 | 0
2023-05-24 17:00 | 0 | 0 | 0
2023-05-24 18:00 | 0 | 0 | 0
2023-05-24 19:00 | 0 | 0 | 0.011317
2023-05-24 20:00 | 0 | 0 | 0.06285
2023-05-24 21:00 | 0 | 0 | 0.13087
2023-05-24 22:00 | 0 | 0 | 0.22902
2023-05-24 23:00 | 0 | 0 | 0.35227
2023-05-25 | 0 | 0 | 0.40843
2023-05-25 01:00 | 0 | 0 | 0.37723
2023-05-25 02:00 | 0 | 0 | 0.28045
2023-05-25 03:00 | 0 | 0 | 0.17625
2023-05-25 04:00 | 0 | 0 | 0.10835
2023-05-25 05:00 | 0 | 0 | 0.07405
2023-05-25 06:00 | 0 | 0.061585 | 0.056867
2023-05-25 07:00 | 0 | 0.42233 | 0.0459
2023-05-25 08:00 | 0 | 0.7125 | 0.0019833
2023-05-25 09:00 | 0 | 0.7021 | 0
2023-05-25 10:00 | 0 | 0.69687 | 0
2023-05-25 11:00 | 0 | 0.69024 | 0
2023-05-25 12:00 | 0 | 0.69195 | 0
2023-05-25 13:00 | 0 | 0.69217 | 0
2023-05-25 14:00 | 0 | 0.67845 | 0
2023-05-25 15:00 | 0 | 0.41556 | 0
2023-05-25 16:00 | 0 | 0.11242 | 0
2023-05-25 17:00 | 0 | 0 | 0
2023-05-25 18:00 | 0 | 0 | 0
2023-05-25 19:00 | 0 | 0 | 0
2023-05-25 20:00 | 0 | 0 | 0.017567
2023-05-25 21:00 | 0 | 0 | 0.10775
2023-05-25 22:00 | 0 | 0 | 0.19813
2023-05-25 23:00 | 0 | 0 | 0.24675
2023-05-26 | 0 | 0 | 0.25462
2023-05-26 01:00 | 0 | 0 | 0.2253
2023-05-26 02:00 | 0 | 0 | 0.17917
2023-05-26 03:00 | 0 | 0 | 0.16045
2023-05-26 04:00 | 0 | 0 | 0.14192
2023-05-26 05:00 | 0 | 0 | 0.15015
2023-05-26 06:00 | 0 | 0.059053 | 0.24145
2023-05-26 07:00 | 0 | 0.40548 | 0.42353
2023-05-26 08:00 | 0 | 0.69416 | 0.4366
2023-05-26 09:00 | 0 | 0.69206 | 0.28512
2023-05-26 10:00 | 0 | 0.68291 | 0.13828
2023-05-26 11:00 | 0 | 0.67297 | 0.12518
2023-05-26 12:00 | 0.16969 | 0.65488 | 0.11302
2023-05-26 13:00 | 0.53631 | 0.62301 | 0.086217
2023-05-26 14:00 | 0.59642 | 0.58551 | 0.054967
2023-05-26 15:00 | 0.31957 | 0.47229 | 0.045933
2023-05-26 16:00 | 0.35974 | 0.13226 | 0.049583
2023-05-26 17:00 | 0 | 0 | 0.07475
2023-05-26 18:00 | 0 | 0 | 0.1524
2023-05-26 19:00 | 0 | 0 | 0.24627
2023-05-26 20:00 | 0 | 0 | 0.27468
2023-05-26 21:00 | 0 | 0 | 0.32098
2023-05-26 22:00 | 0 | 0 | 0.38887
2023-05-26 23:00 | 0 | 0 | 0.42805
2023-05-27 | 0 | 0 | 0.41507
2023-05-27 01:00 | 0 | 0 | 0.42268
2023-05-27 02:00 | 0 | 0 | 0.41865
2023-05-27 03:00 | 0 | 0 | 0.44968
2023-05-27 04:00 | 0 | 0 | 0.45918
2023-05-27 05:00 | 0 | 0 | 0.43655
2023-05-27 06:00 | 0 | 0.054687 | 0.37512
2023-05-27 07:00 | 0.1723 | 0.33186 | 0.3421
2023-05-27 08:00 | 0.71234 | 0.5886 | 0.244
2023-05-27 09:00 | 0.84374 | 0.64316 | 0.18518
2023-05-27 10:00 | 0.90258 | 0.65388 | 0.11737
2023-05-27 11:00 | 0.9294 | 0.63337 | 0.0832
2023-05-27 12:00 | 0.92591 | 0.56122 | 0.048167
2023-05-27 13:00 | 0.89843 | 0.34857 | 0.00995
2023-05-27 14:00 | 0.83615 | 0.40281 | 0.0013333
2023-05-27 15:00 | 0.69198 | 0.29806 | 0.01685
2023-05-27 16:00 | 0.3939 | 0.044932 | 0.04695
2023-05-27 17:00 | 0 | 0 | 0.083517
2023-05-27 18:00 | 0 | 0 | 0.1298
2023-05-27 19:00 | 0 | 0 | 0.24622
2023-05-27 20:00 | 0 | 0 | 0.39273
2023-05-27 21:00 | 0 | 0 | 0.57095
2023-05-27 22:00 | 0 | 0 | 0.7063
2023-05-27 23:00 | 0 | 0 | 0.74785
2023-05-28 | 0 | 0 | 0.78395
2023-05-28 01:00 | 0 | 0 | 0.79837
2023-05-28 02:00 | 0 | 0 | 0.7844
2023-05-28 03:00 | 0 | 0 | 0.74895
2023-05-28 04:00 | 0 | 0 | 0.76293
2023-05-28 05:00 | 0 | 0 | 0.74805
2023-05-28 06:00 | 0 | 0.020453 | 0.7082
2023-05-28 07:00 | 0.16477 | 0.15099 | 0.62582
2023-05-28 08:00 | 0.70385 | 0.22893 | 0.55222
2023-05-28 09:00 | 0.83525 | 0.44605 | 0.32162
2023-05-28 10:00 | 0.89432 | 0.54523 | 0.21453
2023-05-28 11:00 | 0.92145 | 0.54384 | 0.19487
2023-05-28 12:00 | 0.91806 | 0.44736 | 0.218
2023-05-28 13:00 | 0.89105 | 0.50256 | 0.18753
2023-05-28 14:00 | 0.82979 | 0.53276 | 0.10533
2023-05-28 15:00 | 0.68574 | 0.35553 | 0.06695
2023-05-28 16:00 | 0.38826 | 0.10095 | 0.0537
2023-05-28 17:00 | 0 | 0 | 0.06315
2023-05-28 18:00 | 0 | 0 | 0.11665
2023-05-28 19:00 | 0 | 0 | 0.24007
2023-05-28 20:00 | 0 | 0 | 0.45007
2023-05-28 21:00 | 0 | 0 | 0.61422
2023-05-28 22:00 | 0 | 0 | 0.74985
2023-05-28 23:00 | 0 | 0 | 0.79505
2023-05-29 | 0 | 0 | 0.80653
2023-05-29 01:00 | 0 | 0 | 0.81413
2023-05-29 02:00 | 0 | 0 | 0.81802
2023-05-29 03:00 | 0 | 0 | 0.82332
2023-05-29 04:00 | 0 | 0 | 0.84452
2023-05-29 05:00 | 0 | 0 | 0.86873
2023-05-29 06:00 | 0 | 0.05115 | 0.85268
2023-05-29 07:00 | 0.14394 | 0.37318 | 0.82963
2023-05-29 08:00 | 0.68377 | 0.66353 | 0.72442
2023-05-29 09:00 | 0.81671 | 0.68091 | 0.4888
2023-05-29 10:00 | 0.87611 | 0.66442 | 0.42293
2023-05-29 11:00 | 0.90438 | 0.66318 | 0.38042
2023-05-29 12:00 | 0.90072 | 0.6714 | 0.28228
2023-05-29 13:00 | 0.87276 | 0.65509 | 0.20338
2023-05-29 14:00 | 0.81163 | 0.63508 | 0.15888
2023-05-29 15:00 | 0.66713 | 0.42144 | 0.14257
2023-05-29 16:00 | 0.37093 | 0.13032 | 0.13558
2023-05-29 17:00 | 0 | 0 | 0.16543
2023-05-29 18:00 | 0 | 0 | 0.23727
2023-05-29 19:00 | 0 | 0 | 0.34253
2023-05-29 20:00 | 0 | 0 | 0.46012
2023-05-29 21:00 | 0 | 0 | 0.57823
2023-05-29 22:00 | 0 | 0 | 0.6897
2023-05-29 23:00 | 0 | 0 | 0.77132
2023-05-30 | 0 | 0 | 0.82012
2023-05-30 01:00 | 0 | 0 | 0.85735
2023-05-30 02:00 | 0 | 0 | 0.87142
2023-05-30 03:00 | 0 | 0 | 0.89713
2023-05-30 04:00 | 0 | 0 | 0.91275
2023-05-30 05:00 | 0 | 0 | 0.91467
2023-05-30 06:00 | 0 | 0.045584 | 0.91268
2023-05-30 07:00 | 0 | 0.34438 | 0.91713
2023-05-30 08:00 | 0 | 0.45776 | 0.87497
2023-05-30 09:00 | 0 | 0.55459 | 0.71408
2023-05-30 10:00 | 0 | 0.59825 | 0.64482
2023-05-30 11:00 | 0 | 0.56054 | 0.6642
2023-05-30 12:00 | 0 | 0.49658 | 0.52947
2023-05-30 13:00 | 0 | 0.47347 | 0.41992
2023-05-30 14:00 | 0 | 0.34265 | 0.35945
2023-05-30 15:00 | 0 | 0.23795 | 0.32585
2023-05-30 16:00 | 0 | 0.094295 | 0.28128
2023-05-30 17:00 | 0 | 0 | 0.22972
2023-05-30 18:00 | 0 | 0 | 0.19273
2023-05-30 19:00 | 0 | 0 | 0.1966
2023-05-30 20:00 | 0 | 0 | 0.098267
2023-05-30 21:00 | 0 | 0 | 0.0512
2023-05-30 22:00 | 0 | 0 | 0.069733
2023-05-30 23:00 | 0 | 0 | 0.0706
2023-05-31 | 0 | 0 | 0.0925
2023-05-31 01:00 | 0 | 0 | 0.064267
2023-05-31 02:00 | 0 | 0 | 0.16072
2023-05-31 03:00 | 0 | 0 | 0.60377
2023-05-31 04:00 | 0 | 0 | 0.87587
2023-05-31 05:00 | 0 | 0 | 0.86153
2023-05-31 06:00 | 0 | 0.040377 | 0.84335
2023-05-31 07:00 | 0 | 0.34287 | 0.841
2023-05-31 08:00 | 0.35024 | 0.64334 | 0.68908
2023-05-31 09:00 | 0.27218 | 0.64744 | 0.3959
2023-05-31 10:00 | 0.45475 | 0.64323 | 0.20917
2023-05-31 11:00 | 0.81263 | 0.59669 | 0.0693
2023-05-31 12:00 | 0.76876 | 0.6209 | 0
2023-05-31 13:00 | 0.71178 | 0.56296 | 0
2023-05-31 14:00 | 0.5466 | 0.57803 | 0
2023-05-31 15:00 | 0.27267 | 0.45965 | 0
2023-05-31 16:00 | 0 | 0.12689 | 0
2023-05-31 17:00 | 0 | 0 | 0
2023-05-31 18:00 | 0 | 0 | 0.092767
2023-05-31 19:00 | 0 | 0 | 0.42488
2023-05-31 20:00 | 0 | 0 | 0.75933
2023-05-31 21:00 | 0 | 0 | 0.86227
2023-05-31 22:00 | 0 | 0 | 0.8748
2023-05-31 23:00 | 0 | 0 | 0.89993
2023-06-01 | 0 | 0 | 0.88603
2023-06-01 01:00 | 0 | 0 | 0.85835
2023-06-01 02:00 | 0 | 0 | 0.85555
2023-06-01 03:00 | 0 | 0 | 0.87893
2023-06-01 04:00 | 0 | 0 | 0.86198
2023-06-01 05:00 | 0 | 0 | 0.83238
2023-06-01 06:00 | 0 | 0.048159 | 0.81643
2023-06-01 07:00 | 0.066683 | 0.3402 | 0.82798
2023-06-01 08:00 | 0 | 0.63344 | 0.72817
2023-06-01 09:00 | 0.13227 | 0.6515 | 0.51365
2023-06-01 10:00 | 0 | 0.64829 | 0.41297
2023-06-01 11:00 | 0.15699 | 0.64167 | 0.35988
2023-06-01 12:00 | 0.34731 | 0.64662 | 0.284
2023-06-01 13:00 | 0.25567 | 0.62115 | 0.20368
2023-06-01 14:00 | 0 | 0.58729 | 0.12072
2023-06-01 15:00 | 0 | 0.32705 | 0.081767
2023-06-01 16:00 | 0 | 0.080392 | 0.078167
2023-06-01 17:00 | 0 | 0 | 0.10765
2023-06-01 18:00 | 0 | 0 | 0.21027
2023-06-01 19:00 | 0 | 0 | 0.40507
2023-06-01 20:00 | 0 | 0 | 0.56237
2023-06-01 21:00 | 0 | 0 | 0.68867
2023-06-01 22:00 | 0 | 0 | 0.77713
2023-06-01 23:00 | 0 | 0 | 0.84297
2023-06-02 | 0 | 0 | 0.8852
2023-06-02 01:00 | 0 | 0 | 0.89555
2023-06-02 02:00 | 0 | 0 | 0.8442
2023-06-02 03:00 | 0 | 0 | 0.81365
2023-06-02 04:00 | 0 | 0 | 0.84142
2023-06-02 05:00 | 0 | 0 | 0.87907
2023-06-02 06:00 | 0 | 0.047251 | 0.8797
2023-06-02 07:00 | 0.0039229 | 0.36328 | 0.84367
2023-06-02 08:00 | 0.31316 | 0.661 | 0.56967
2023-06-02 09:00 | 0.73999 | 0.66756 | 0.32273
2023-06-02 10:00 | 0.85071 | 0.65773 | 0.21857
2023-06-02 11:00 | 0.87888 | 0.65011 | 0.1773
2023-06-02 12:00 | 0.8746 | 0.65481 | 0.13405
2023-06-02 13:00 | 0.79204 | 0.65406 | 0.1034
2023-06-02 14:00 | 0.66111 | 0.63839 | 0.096133
2023-06-02 15:00 | 0.36271 | 0.44241 | 0.10047
2023-06-02 16:00 | 0 | 0.12452 | 0.12765
2023-06-02 17:00 | 0 | 0 | 0.19758
2023-06-02 18:00 | 0 | 0 | 0.33883
2023-06-02 19:00 | 0 | 0 | 0.51063
2023-06-02 20:00 | 0 | 0 | 0.67933
2023-06-02 21:00 | 0 | 0 | 0.77168
2023-06-02 22:00 | 0 | 0 | 0.80245
2023-06-02 23:00 | 0 | 0 | 0.77482
2023-06-03 | 0 | 0 | 0.72345
2023-06-03 01:00 | 0 | 0 | 0.71255
2023-06-03 02:00 | 0 | 0 | 0.69947
2023-06-03 03:00 | 0 | 0 | 0.6749
2023-06-03 04:00 | 0 | 0 | 0.66267
2023-06-03 05:00 | 0 | 0 | 0.68502
2023-06-03 06:00 | 0 | 0.055673 | 0.72602
2023-06-03 07:00 | 0.1197 | 0.36934 | 0.75572
2023-06-03 08:00 | 0.65704 | 0.6729 | 0.63655
2023-06-03 09:00 | 0.78848 | 0.69993 | 0.40912
2023-06-03 10:00 | 0.84779 | 0.68996 | 0.26895
2023-06-03 11:00 | 0.87645 | 0.68202 | 0.16757
2023-06-03 12:00 | 0.87476 | 0.67817 | 0.072417
2023-06-03 13:00 | 0.84708 | 0.6359 | 0.010617
2023-06-03 14:00 | 0.78456 | 0.64017 | 0
2023-06-03 15:00 | 0.64352 | 0.46952 | 0
2023-06-03 16:00 | 0.35265 | 0.12073 | 0
2023-06-03 17:00 | 0 | 0 | 6.6667e-05
2023-06-03 18:00 | 0 | 0 | 0.041667
2023-06-03 19:00 | 0 | 0 | 0.2028
2023-06-03 20:00 | 0 | 0 | 0.40422
2023-06-03 21:00 | 0 | 0 | 0.52062
2023-06-03 22:00 | 0 | 0 | 0.58827
2023-06-03 23:00 | 0 | 0 | 0.64573
2023-06-04 | 0 | 0 | 0.6693
2023-06-04 01:00 | 0 | 0 | 0.71552
2023-06-04 02:00 | 0 | 0 | 0.72948
2023-06-04 03:00 | 0 | 0 | 0.73035
2023-06-04 04:00 | 0 | 0 | 0.75955
2023-06-04 05:00 | 0 | 0 | 0.8259
2023-06-04 06:00 | 0 | 0.055588 | 0.81777
2023-06-04 07:00 | 0 | 0.37742 | 0.75457
2023-06-04 08:00 | 0.28151 | 0.69003 | 0.64108
2023-06-04 09:00 | 0.43395 | 0.70509 | 0.395
2023-06-04 10:00 | 0.57858 | 0.69476 | 0.28753
2023-06-04 11:00 | 0.4335 | 0.68579 | 0.19365
2023-06-04 12:00 | 0.80908 | 0.68964 | 0.09595
2023-06-04 13:00 | 0.77855 | 0.69074 | 0.040667
2023-06-04 14:00 | 0.26436 | 0.67796 | 0.03005
2023-06-04 15:00 | 0.43525 | 0.49907 | 0.031983
2023-06-04 16:00 | 0.24477 | 0.13585 | 0.04625
2023-06-04 17:00 | 0 | 0 | 0.0717
2023-06-04 18:00 | 0 | 0 | 0.1179
2023-06-04 19:00 | 0 | 0 | 0.25033
2023-06-04 20:00 | 0 | 0 | 0.4565
2023-06-04 21:00 | 0 | 0 | 0.58118
2023-06-04 22:00 | 0 | 0 | 0.6232
2023-06-04 23:00 | 0 | 0 | 0.62513
2023-06-05 | 0 | 0 | 0.59637
2023-06-05 01:00 | 0 | 0 | 0.59127
2023-06-05 02:00 | 0 | 0 | 0.57657
2023-06-05 03:00 | 0 | 0 | 0.54845
2023-06-05 04:00 | 0 | 0 | 0.50677
2023-06-05 05:00 | 0 | 0 | 0.52368
2023-06-05 06:00 | 0 | 0.055402 | 0.53187
2023-06-05 07:00 | 0 | 0.38462 | 0.54245
2023-06-05 08:00 | 0 | 0.6942 | 0.51637
2023-06-05 09:00 | 0 | 0.69897 | 0.33353
2023-06-05 10:00 | 0 | 0.68999 | 0.15995
2023-06-05 11:00 | 0 | 0.68052 | 0.091183
2023-06-05 12:00 | 0 | 0.68084 | 0.0048333
2023-06-05 13:00 | 0 | 0.68024 | 0
2023-06-05 14:00 | 0 | 0.66927 | 0
2023-06-05 15:00 | 0 | 0.49452 | 0
2023-06-05 16:00 | 0 | 0.1353 | 0
2023-06-05 17:00 | 0 | 0 | 0
2023-06-05 18:00 | 0 | 0 | 0
2023-06-05 19:00 | 0 | 0 | 0.0097667
2023-06-05 20:00 | 0 | 0 | 0.031983
2023-06-05 21:00 | 0 | 0 | 0.072783
2023-06-05 22:00 | 0 | 0 | 0.0889
2023-06-05 23:00 | 0 | 0 | 0.077183
2023-06-06 | 0 | 0 | 0.039
2023-06-06 01:00 | 0 | 0 | 0.023867
2023-06-06 02:00 | 0 | 0 | 0.022
2023-06-06 03:00 | 0 | 0 | 0.0167
2023-06-06 04:00 | 0 | 0 | 0
2023-06-06 05:00 | 0 | 0 | 0
2023-06-06 06:00 | 0 | 0.055014 | 0
2023-06-06 07:00 | 0 | 0.37917 | 0
2023-06-06 08:00 | 0 | 0.68554 | 0.032867
2023-06-06 09:00 | 0 | 0.68187 | 0.05075
2023-06-06 10:00 | 0 | 0.67967 | 0.022883
2023-06-06 11:00 | 0 | 0.67033 | 0.071367
2023-06-06 12:00 | 0 | 0.67066 | 0.16107
2023-06-06 13:00 | 0 | 0.67382 | 0.2691
2023-06-06 14:00 | 0 | 0.66232 | 0.38497
2023-06-06 15:00 | 0 | 0.48878 | 0.38212
2023-06-06 16:00 | 0 | 0.13312 | 0.28437
2023-06-06 17:00 | 0 | 0 | 0.24035
2023-06-06 18:00 | 0 | 0 | 0.3384
2023-06-06 19:00 | 0 | 0 | 0.53067
2023-06-06 20:00 | 0 | 0 | 0.71213
2023-06-06 21:00 | 0 | 0 | 0.70488
2023-06-06 22:00 | 0 | 0 | 0.6432
2023-06-06 23:00 | 0 | 0 | 0.6601
2023-06-07 | 0 | 0 | 0.75553
2023-06-07 01:00 | 0 | 0 | 0.87297
2023-06-07 02:00 | 0 | 0 | 0.95762
2023-06-07 03:00 | 0 | 0 | 0.98437
2023-06-07 04:00 | 0 | 0 | 0.99055
2023-06-07 05:00 | 0 | 0 | 0.9925
2023-06-07 06:00 | 0 | 0.053187 | 0.99088
2023-06-07 07:00 | 0 | 0.3791 | 0.98677
2023-06-07 08:00 | 0 | 0.69804 | 0.9391
2023-06-07 09:00 | 0 | 0.71446 | 0.68883
2023-06-07 10:00 | 0 | 0.70356 | 0.62425
2023-06-07 11:00 | 0 | 0.69954 | 0.39772
2023-06-07 12:00 | 0 | 0.70267 | 0.23633
2023-06-07 13:00 | 0 | 0.70548 | 0.15363
2023-06-07 14:00 | 0 | 0.6938 | 0.11628
2023-06-07 15:00 | 0 | 0.51335 | 0.11372
2023-06-07 16:00 | 0 | 0.14001 | 0.12762
2023-06-07 17:00 | 0 | 0 | 0.14158
2023-06-07 18:00 | 0 | 0 | 0.17468
2023-06-07 19:00 | 0 | 0 | 0.26135
2023-06-07 20:00 | 0 | 0 | 0.3625
2023-06-07 21:00 | 0 | 0 | 0.39598
2023-06-07 22:00 | 0 | 0 | 0.39965
2023-06-07 23:00 | 0 | 0 | 0.44878
2023-06-08 | 0 | 0 | 0.49158
2023-06-08 01:00 | 0 | 0 | 0.50212
2023-06-08 02:00 | 0 | 0 | 0.5328
2023-06-08 03:00 | 0 | 0 | 0.56997
2023-06-08 04:00 | 0 | 0 | 0.59447
2023-06-08 05:00 | 0 | 0 | 0.6045
2023-06-08 06:00 | 0 | 0.054302 | 0.60242
2023-06-08 07:00 | 0 | 0.38718 | 0.61857
2023-06-08 08:00 | 0 | 0.71058 | 0.62332
2023-06-08 09:00 | 0 | 0.73098 | 0.42432
2023-06-08 10:00 | 0 | 0.72069 | 0.40063
2023-06-08 11:00 | 0 | 0.71492 | 0.33788
2023-06-08 12:00 | 0 | 0.71788 | 0.23738
2023-06-08 13:00 | 0 | 0.7208 | 0.16383
2023-06-08 14:00 | 0 | 0.71001 | 0.095933
2023-06-08 15:00 | 0 | 0.52201 | 0.057617
2023-06-08 16:00 | 0 | 0.14566 | 0.0527
2023-06-08 17:00 | 0 | 0 | 0.0986
2023-06-08 18:00 | 0 | 0 | 0.21755
2023-06-08 19:00 | 0 | 0 | 0.37708
2023-06-08 20:00 | 0 | 0 | 0.40015
2023-06-08 21:00 | 0 | 0 | 0.49308
2023-06-08 22:00 | 0 | 0 | 0.61337
2023-06-08 23:00 | 0 | 0 | 0.6653
2023-06-09 | 0 | 0 | 0.66293
2023-06-09 01:00 | 0 | 0 | 0.70837
2023-06-09 02:00 | 0 | 0 | 0.70372
2023-06-09 03:00 | 0 | 0 | 0.68905
2023-06-09 04:00 | 0 | 0 | 0.68452
2023-06-09 05:00 | 0 | 0 | 0.69827
2023-06-09 06:00 | 0 | 0.054904 | 0.66613
2023-06-09 07:00 | 0 | 0.39409 | 0.63287
2023-06-09 08:00 | 0 | 0.72425 | 0.62795
2023-06-09 09:00 | 0.28647 | 0.72838 | 0.49995
2023-06-09 10:00 | 0.79463 | 0.7213 | 0.56862
2023-06-09 11:00 | 0.82651 | 0.71325 | 0.70977
2023-06-09 12:00 | 0.85679 | 0.7166 | 0.62563
2023-06-09 13:00 | 0.82894 | 0.71962 | 0.53582
2023-06-09 14:00 | 0.76326 | 0.70944 | 0.45755
2023-06-09 15:00 | 0.61997 | 0.5214 | 0.44823
2023-06-09 16:00 | 0.33192 | 0.14586 | 0.4758
2023-06-09 17:00 | 0 | 0 | 0.54263
2023-06-09 18:00 | 0 | 0 | 0.54538
2023-06-09 19:00 | 0 | 0 | 0.56708
2023-06-09 20:00 | 0 | 0 | 0.55198
2023-06-09 21:00 | 0 | 0 | 0.60932
2023-06-09 22:00 | 0 | 0 | 0.6422
2023-06-09 23:00 | 0 | 0 | 0.66613
2023-06-10 | 0 | 0 | 0.70057
2023-06-10 01:00 | 0 | 0 | 0.76848
2023-06-10 02:00 | 0 | 0 | 0.8455
2023-06-10 03:00 | 0 | 0 | 0.92357
2023-06-10 04:00 | 0 | 0 | 0.96765
2023-06-10 05:00 | 0 | 0 | 0.99032
2023-06-10 06:00 | 0 | 0.053348 | 0.99048
2023-06-10 07:00 | 0 | 0.39412 | 0.98958
2023-06-10 08:00 | 0 | 0.72415 | 0.9685
2023-06-10 09:00 | 0 | 0.73536 | 0.84193
2023-06-10 10:00 | 0.3295 | 0.72639 | 0.79622
2023-06-10 11:00 | 0.39033 | 0.71581 | 0.86115
2023-06-10 12:00 | 0.24242 | 0.71688 | 0.70607
2023-06-10 13:00 | 0.52203 | 0.72133 | 0.52293
2023-06-10 14:00 | 0.54187 | 0.7151 | 0.40667
2023-06-10 15:00 | 0 | 0.52539 | 0.37895
2023-06-10 16:00 | 0 | 0.14794 | 0.37565
2023-06-10 17:00 | 0 | 0 | 0.4268
2023-06-10 18:00 | 0 | 0 | 0.45713
2023-06-10 19:00 | 0 | 0 | 0.5892
2023-06-10 20:00 | 0 | 0 | 0.73082
2023-06-10 21:00 | 0 | 0 | 0.83875
2023-06-10 22:00 | 0 | 0 | 0.89843
2023-06-10 23:00 | 0 | 0 | 0.92635
2023-06-11 | 0 | 0 | 0.95273
2023-06-11 01:00 | 0 | 0 | 0.97423
2023-06-11 02:00 | 0 | 0 | 0.99008
2023-06-11 03:00 | 0 | 0 | 0.9945
2023-06-11 04:00 | 0 | 0 | 0.99538
2023-06-11 05:00 | 0 | 0 | 0.9966
2023-06-11 06:00 | 0 | 0.054526 | 0.9964
2023-06-11 07:00 | 0 | 0.39352 | 0.9974
2023-06-11 08:00 | 0 | 0.72813 | 0.9824
2023-06-11 09:00 | 0.1911 | 0.73387 | 0.93572
2023-06-11 10:00 | 0.42101 | 0.72258 | 0.91547
2023-06-11 11:00 | 0.5405 | 0.7151 | 0.94805
2023-06-11 12:00 | 0.69119 | 0.71784 | 0.85628
2023-06-11 13:00 | 0.86369 | 0.7213 | 0.71792
2023-06-11 14:00 | 0.8034 | 0.71118 | 0.59065
2023-06-11 15:00 | 0.66012 | 0.5265 | 0.5281
2023-06-11 16:00 | 0.36746 | 0.14801 | 0.48785
2023-06-11 17:00 | 0 | 0 | 0.48425
2023-06-11 18:00 | 0 | 0 | 0.45185
2023-06-11 19:00 | 0 | 0 | 0.52712
2023-06-11 20:00 | 0 | 0 | 0.54072
2023-06-11 21:00 | 0 | 0 | 0.62527
2023-06-11 22:00 | 0 | 0 | 0.70258
2023-06-11 23:00 | 0 | 0 | 0.75283
2023-06-12 | 0 | 0 | 0.80677
2023-06-12 01:00 | 0 | 0 | 0.83235
2023-06-12 02:00 | 0 | 0 | 0.84282
2023-06-12 03:00 | 0 | 0 | 0.85982
2023-06-12 04:00 | 0 | 0 | 0.87358
2023-06-12 05:00 | 0 | 0 | 0.89137
2023-06-12 06:00 | 0 | 0.05276 | 0.90183
2023-06-12 07:00 | 0.1237 | 0.3911 | 0.91747
2023-06-12 08:00 | 0.67913 | 0.72578 | 0.91152
2023-06-12 09:00 | 0.82241 | 0.71944 | 0.82438
2023-06-12 10:00 | 0.88653 | 0.70919 | 0.57087
2023-06-12 11:00 | 0.91527 | 0.70128 | 0.49317
2023-06-12 12:00 | 0.90844 | 0.70267 | 0.38603
2023-06-12 13:00 | 0.88091 | 0.70573 | 0.25595
2023-06-12 14:00 | 0.81735 | 0.69644 | 0.1541
2023-06-12 15:00 | 0.67203 | 0.5135 | 0.094283
2023-06-12 16:00 | 0.37814 | 0.1448 | 0.058817
2023-06-12 17:00 | 0 | 0 | 0.040533
2023-06-12 18:00 | 0 | 0 | 0.054017
2023-06-12 19:00 | 0 | 0 | 0.093683
2023-06-12 20:00 | 0 | 0 | 0.10095
2023-06-12 21:00 | 0 | 0 | 0.12233
2023-06-12 22:00 | 0 | 0 | 0.1723
2023-06-12 23:00 | 0 | 0 | 0.23167
2023-06-13 | 0 | 0 | 0.23317
2023-06-13 01:00 | 0 | 0 | 0.22692
2023-06-13 02:00 | 0 | 0 | 0.23158
2023-06-13 03:00 | 0 | 0 | 0.22782
2023-06-13 04:00 | 0 | 0 | 0.19152
2023-06-13 05:00 | 0 | 0 | 0.14508
2023-06-13 06:00 | 0 | 0.042183 | 0.10892
2023-06-13 07:00 | 0.12034 | 0.38045 | 0.08835
2023-06-13 08:00 | 0.67934 | 0.70919 | 0.062
2023-06-13 09:00 | 0.82375 | 0.70324 | 0.072983
2023-06-13 10:00 | 0.88607 | 0.69295 | 0.051083
2023-06-13 11:00 | 0.91374 | 0.68401 | 0.069717
2023-06-13 12:00 | 0.91005 | 0.68536 | 0.088
2023-06-13 13:00 | 0.88419 | 0.68796 | 0.08795
2023-06-13 14:00 | 0.82285 | 0.67803 | 0.0853
2023-06-13 15:00 | 0.6768 | 0.50299 | 0.0732
2023-06-13 16:00 | 0.38168 | 0.1397 | 0.052617
2023-06-13 17:00 | 0 | 0 | 0.04195
2023-06-13 18:00 | 0 | 0 | 0.040783
2023-06-13 19:00 | 0 | 0 | 0.058933
2023-06-13 20:00 | 0 | 0 | 0.089017
2023-06-13 21:00 | 0 | 0 | 0.077467
2023-06-13 22:00 | 0 | 0 | 0.052033
2023-06-13 23:00 | 0 | 0 | 0.01785
2023-06-14 | 0 | 0 | 0
2023-06-14 01:00 | 0 | 0 | 0
2023-06-14 02:00 | 0 | 0 | 0
2023-06-14 03:00 | 0 | 0 | 0
2023-06-14 04:00 | 0 | 0 | 0
2023-06-14 05:00 | 0 | 0 | 0
2023-06-14 06:00 | 0 | 0.040634 | 0
2023-06-14 07:00 | 0.10126 | 0.36674 | 0.060333
2023-06-14 08:00 | 0.66281 | 0.68821 | 0.14387
2023-06-14 09:00 | 0.80976 | 0.6875 | 0.24983
2023-06-14 10:00 | 0.87377 | 0.675 | 0.18512
2023-06-14 11:00 | 0.90331 | 0.66855 | 0.19568
2023-06-14 12:00 | 0.90001 | 0.67073 | 0.22952
2023-06-14 13:00 | 0.8725 | 0.66948 | 0.19632
2023-06-14 14:00 | 0.80856 | 0.65905 | 0.16132
2023-06-14 15:00 | 0.65995 | 0.48024 | 0.14793
2023-06-14 16:00 | 0.36432 | 0.13104 | 0.12455
2023-06-14 17:00 | 0 | 0 | 0.13257
2023-06-14 18:00 | 0 | 0 | 0.22085
2023-06-14 19:00 | 0 | 0 | 0.44575
2023-06-14 20:00 | 0 | 0 | 0.6275
2023-06-14 21:00 | 0 | 0 | 0.84947
2023-06-14 22:00 | 0 | 0 | 0.9364
2023-06-14 23:00 | 0 | 0 | 0.93768
2023-06-15 | 0 | 0 | 0.91493
2023-06-15 01:00 | 0 | 0 | 0.89508
2023-06-15 02:00 | 0 | 0 | 0.93667
2023-06-15 03:00 | 0 | 0 | 0.96843
2023-06-15 04:00 | 0 | 0 | 0.98555
2023-06-15 05:00 | 0 | 0 | 0.99112
2023-06-15 06:00 | 0 | 0.037393 | 0.99065
2023-06-15 07:00 | 0.11096 | 0.29957 | 0.9757
2023-06-15 08:00 | 0.67318 | 0.64608 | 0.8979
2023-06-15 09:00 | 0.81942 | 0.71143 | 0.78478
2023-06-15 10:00 | 0.88401 | 0.70531 | 0.79572
2023-06-15 11:00 | 0.91454 | 0.69733 | 0.74415
2023-06-15 12:00 | 0.91025 | 0.69897 | 0.71643
2023-06-15 13:00 | 0.88366 | 0.70135 | 0.69928
2023-06-15 14:00 | 0.8213 | 0.69256 | 0.65338
2023-06-15 15:00 | 0.67637 | 0.51407 | 0.5677
2023-06-15 16:00 | 0.38236 | 0.14362 | 0.49272
2023-06-15 17:00 | 0 | 0 | 0.46068
2023-06-15 18:00 | 0 | 0 | 0.43898
2023-06-15 19:00 | 0 | 0 | 0.49872
2023-06-15 20:00 | 0 | 0 | 0.62247
2023-06-15 21:00 | 0 | 0 | 0.6716
2023-06-15 22:00 | 0 | 0 | 0.65632
2023-06-15 23:00 | 0 | 0 | 0.60532
2023-06-16 | 0 | 0 | 0.57735
2023-06-16 01:00 | 0 | 0 | 0.6138
2023-06-16 02:00 | 0 | 0 | 0.68452
2023-06-16 03:00 | 0 | 0 | 0.75545
2023-06-16 04:00 | 0 | 0 | 0.82005
2023-06-16 05:00 | 0 | 0 | 0.84175
2023-06-16 06:00 | 0 | 0.039124 | 0.81695
2023-06-16 07:00 | 0.10053 | 0.37407 | 0.80887
2023-06-16 08:00 | 0.65679 | 0.70659 | 0.77857
2023-06-16 09:00 | 0.8022 | 0.71955 | 0.52828
2023-06-16 10:00 | 0.86538 | 0.71222 | 0.46315
2023-06-16 11:00 | 0.89436 | 0.70338 | 0.5261
2023-06-16 12:00 | 0.89064 | 0.70449 | 0.375
2023-06-16 13:00 | 0.86466 | 0.70645 | 0.24865
2023-06-16 14:00 | 0.80475 | 0.69623 | 0.17178
2023-06-16 15:00 | 0.66342 | 0.51952 | 0.14083
2023-06-16 16:00 | 0.37489 | 0.14602 | 0.14428
2023-06-16 17:00 | 0 | 0 | 0.17588
2023-06-16 18:00 | 0 | 0 | 0.24295
2023-06-16 19:00 | 0 | 0 | 0.35467
2023-06-16 20:00 | 0 | 0 | 0.47473
2023-06-16 21:00 | 0 | 0 | 0.60637
2023-06-16 22:00 | 0 | 0 | 0.69153
2023-06-16 23:00 | 0 | 0 | 0.6962
2023-06-17 | 0 | 0 | 0.6922
2023-06-17 01:00 | 0 | 0 | 0.66777
2023-06-17 02:00 | 0 | 0 | 0.64317
2023-06-17 03:00 | 0 | 0 | 0.5823
2023-06-17 04:00 | 0 | 0 | 0.54757
2023-06-17 05:00 | 0 | 0 | 0.52728
2023-06-17 06:00 | 0 | 0.038882 | 0.54973
2023-06-17 07:00 | 0.081627 | 0.37254 | 0.62962
2023-06-17 08:00 | 0.63772 | 0.70997 | 0.67567
2023-06-17 09:00 | 0.78031 | 0.7214 | 0.46945
2023-06-17 10:00 | 0.84498 | 0.71318 | 0.28267
2023-06-17 11:00 | 0.86221 | 0.70463 | 0.27582
2023-06-17 12:00 | 0.74247 | 0.7088 | 0.23652
2023-06-17 13:00 | 0.80298 | 0.712 | 0.19275
2023-06-17 14:00 | 0.7845 | 0.7037 | 0.19313
2023-06-17 15:00 | 0.62382 | 0.52557 | 0.22942
2023-06-17 16:00 | 0.35664 | 0.14819 | 0.26695
2023-06-17 17:00 | 0 | 0 | 0.33272
2023-06-17 18:00 | 0 | 0 | 0.41235
2023-06-17 19:00 | 0 | 0 | 0.50308
2023-06-17 20:00 | 0 | 0 | 0.5941
2023-06-17 21:00 | 0 | 0 | 0.69767
2023-06-17 22:00 | 0 | 0 | 0.76927
2023-06-17 23:00 | 0 | 0 | 0.83228
2023-06-18 | 0 | 0 | 0.87045
2023-06-18 01:00 | 0 | 0 | 0.88775
2023-06-18 02:00 | 0 | 0 | 0.87765
2023-06-18 03:00 | 0 | 0 | 0.87367
2023-06-18 04:00 | 0 | 0 | 0.9004
2023-06-18 05:00 | 0 | 0 | 0.90385
2023-06-18 06:00 | 0 | 0.038565 | 0.89913
2023-06-18 07:00 | 0.038529 | 0.37504 | 0.90348
2023-06-18 08:00 | 0.58389 | 0.71624 | 0.87527
2023-06-18 09:00 | 0.72615 | 0.72062 | 0.70925
2023-06-18 10:00 | 0.71293 | 0.70801 | 0.47538
2023-06-18 11:00 | 0.7465 | 0.69915 | 0.41395
2023-06-18 12:00 | 0.80865 | 0.70128 | 0.2717
2023-06-18 13:00 | 0.43799 | 0.70125 | 0.15748
2023-06-18 14:00 | 0.61948 | 0.69256 | 0.12113
2023-06-18 15:00 | 0.35672 | 0.5198 | 0.12988
2023-06-18 16:00 | 0 | 0.14705 | 0.15435
2023-06-18 17:00 | 0 | 0 | 0.21468
2023-06-18 18:00 | 0 | 0 | 0.31355
2023-06-18 19:00 | 0 | 0 | 0.464
2023-06-18 20:00 | 0 | 0 | 0.70535
2023-06-18 21:00 | 0 | 0 | 0.8322
2023-06-18 22:00 | 0 | 0 | 0.89788
2023-06-18 23:00 | 0 | 0 | 0.9143
2023-06-19 | 0 | 0 | 0.92622
2023-06-19 01:00 | 0 | 0 | 0.93602
2023-06-19 02:00 | 0 | 0 | 0.96797
2023-06-19 03:00 | 0 | 0 | 0.98868
2023-06-19 04:00 | 0 | 0 | 0.9802
2023-06-19 05:00 | 0 | 0 | 0.97478
2023-06-19 06:00 | 0 | 0.03812 | 0.97527
2023-06-19 07:00 | 0 | 0.36784 | 0.98203
2023-06-19 08:00 | 0 | 0.70278 | 0.98348
2023-06-19 09:00 | 0.31808 | 0.70214 | 0.95715
2023-06-19 10:00 | 0.59376 | 0.69295 | 0.7812
2023-06-19 11:00 | 0.87428 | 0.68397 | 0.78578
2023-06-19 12:00 | 0.87588 | 0.68529 | 0.71202
2023-06-19 13:00 | 0.84929 | 0.68579 | 0.55042
2023-06-19 14:00 | 0.78639 | 0.67411 | 0.36265
2023-06-19 15:00 | 0.64633 | 0.50406 | 0.24028
2023-06-19 16:00 | 0.35894 | 0.14242 | 0.1941
2023-06-19 17:00 | 0 | 0 | 0.18713
2023-06-19 18:00 | 0 | 0 | 0.20758
2023-06-19 19:00 | 0 | 0 | 0.28755
2023-06-19 20:00 | 0 | 0 | 0.37523
2023-06-19 21:00 | 0 | 0 | 0.46172
2023-06-19 22:00 | 0 | 0 | 0.54167
2023-06-19 23:00 | 0 | 0 | 0.60095
2023-06-20 | 0 | 0 | 0.66802
2023-06-20 01:00 | 0 | 0 | 0.71122
2023-06-20 02:00 | 0 | 0 | 0.72213
2023-06-20 03:00 | 0 | 0 | 0.69853
2023-06-20 04:00 | 0 | 0 | 0.69573
2023-06-20 05:00 | 0 | 0 | 0.75385
2023-06-20 06:00 | 0 | 0.035773 | 0.79873
2023-06-20 07:00 | 0.10747 | 0.35398 | 0.76047
2023-06-20 08:00 | 0.67301 | 0.69138 | 0.7762
2023-06-20 09:00 | 0.82073 | 0.68939 | 0.72955
2023-06-20 10:00 | 0.88694 | 0.68095 | 0.40638
2023-06-20 11:00 | 0.91856 | 0.67361 | 0.2526
2023-06-20 12:00 | 0.91629 | 0.6735 | 0.11277
2023-06-20 13:00 | 0.8916 | 0.67507 | 0.011633
2023-06-20 14:00 | 0.8306 | 0.66749 | 0.0016833
2023-06-20 15:00 | 0.68718 | 0.49558 | 0
2023-06-20 16:00 | 0.3949 | 0.14031 | 0
2023-06-20 17:00 | 0 | 0 | 0
2023-06-20 18:00 | 0 | 0 | 0
2023-06-20 19:00 | 0 | 0 | 0.0287
2023-06-20 20:00 | 0 | 0 | 0.0502
2023-06-20 21:00 | 0 | 0 | 0.16233
2023-06-20 22:00 | 0 | 0 | 0.31238
2023-06-20 23:00 | 0 | 0 | 0.38867
2023-06-21 | 0 | 0 | 0.38727
2023-06-21 01:00 | 0 | 0 | 0.31402
2023-06-21 02:00 | 0 | 0 | 0.23203
2023-06-21 03:00 | 0 | 0 | 0.15065
2023-06-21 04:00 | 0 | 0 | 0.09465
2023-06-21 05:00 | 0 | 0 | 0.092083
2023-06-21 06:00 | 0 | 0.034949 | 0.10977
2023-06-21 07:00 | 0.11184 | 0.34623 | 0.13123
2023-06-21 08:00 | 0.68184 | 0.67749 | 0.13628
2023-06-21 09:00 | 0.82974 | 0.66788 | 0.2036
2023-06-21 10:00 | 0.89463 | 0.66375 | 0.09675
2023-06-21 11:00 | 0.92303 | 0.65773 | 0.091717
2023-06-21 12:00 | 0.92024 | 0.65951 | 0.081233
2023-06-21 13:00 | 0.89642 | 0.65748 | 0.07575
2023-06-21 14:00 | 0.83481 | 0.63957 | 0.068783
2023-06-21 15:00 | 0.69184 | 0.46531 | 0.05065
2023-06-21 16:00 | 0.40033 | 0.12874 | 0.029167
2023-06-21 17:00 | 0 | 0 | 0.0055
2023-06-21 18:00 | 0 | 0 | 0
2023-06-21 19:00 | 0 | 0 | 0
2023-06-21 20:00 | 0 | 0 | 0.029433
2023-06-21 21:00 | 0 | 0 | 0.032417
2023-06-21 22:00 | 0 | 0 | 0.0304
2023-06-21 23:00 | 0 | 0 | 0.024083
2023-06-22 | 0 | 0 | 0.0434
2023-06-22 01:00 | 0 | 0 | 0.0798
2023-06-22 02:00 | 0 | 0 | 0.12975
2023-06-22 03:00 | 0 | 0 | 0.17772
2023-06-22 04:00 | 0 | 0 | 0.20552
2023-06-22 05:00 | 0 | 0 | 0.19528
2023-06-22 06:00 | 0 | 0.032818 | 0.14892
2023-06-22 07:00 | 0.093448 | 0.29795 | 0.097783
2023-06-22 08:00 | 0.6645 | 0.61538 | 0.0756
2023-06-22 09:00 | 0.81405 | 0.67707 | 0.044
2023-06-22 10:00 | 0.87983 | 0.66795 | 0.00985
2023-06-22 11:00 | 0.91037 | 0.65267 | 0
2023-06-22 12:00 | 0.90767 | 0.63896 | 0
2023-06-22 13:00 | 0.88266 | 0.43828 | 0
2023-06-22 14:00 | 0.82062 | 0.48536 | 0
2023-06-22 15:00 | 0.67755 | 0.45726 | 0.0011833
2023-06-22 16:00 | 0.38737 | 0.13167 | 0.0060333
2023-06-22 17:00 | 0 | 0 | 0.012833
2023-06-22 18:00 | 0 | 0 | 0.055383
2023-06-22 19:00 | 0 | 0 | 0.17373
2023-06-22 20:00 | 0 | 0 | 0.31672
2023-06-22 21:00 | 0 | 0 | 0.37485
2023-06-22 22:00 | 0 | 0 | 0.43298
2023-06-22 23:00 | 0 | 0 | 0.46005
2023-06-23 | 0 | 0 | 0.44513
2023-06-23 01:00 | 0 | 0 | 0.39367
2023-06-23 02:00 | 0 | 0 | 0.36723
2023-06-23 03:00 | 0 | 0 | 0.36637
2023-06-23 04:00 | 0 | 0 | 0.35635
2023-06-23 05:00 | 0 | 0 | 0.33457
2023-06-23 06:00 | 0 | 0.033335 | 0.29102
2023-06-23 07:00 | 0.049121 | 0.33626 | 0.26213
2023-06-23 08:00 | 0.61911 | 0.66962 | 0.20222
2023-06-23 09:00 | 0.77044 | 0.68052 | 0.19555
2023-06-23 10:00 | 0.83942 | 0.67425 | 0.094567
2023-06-23 11:00 | 0.87239 | 0.67144 | 0.062967
2023-06-23 12:00 | 0.87016 | 0.67425 | 0
2023-06-23 13:00 | 0.8443 | 0.67407 | 0
2023-06-23 14:00 | 0.78034 | 0.66631 | 0
2023-06-23 15:00 | 0.63486 | 0.49733 | 0
2023-06-23 16:00 | 0.34469 | 0.14248 | 0
2023-06-23 17:00 | 0 | 0 | 0
2023-06-23 18:00 | 0 | 0 | 0.029033
2023-06-23 19:00 | 0 | 0 | 0.13342
2023-06-23 20:00 | 0 | 0 | 0.26172
2023-06-23 21:00 | 0 | 0 | 0.36583
2023-06-23 22:00 | 0 | 0 | 0.46342
2023-06-23 23:00 | 0 | 0 | 0.57012
2023-06-24 | 0 | 0 | 0.64658
2023-06-24 01:00 | 0 | 0 | 0.72528
2023-06-24 02:00 | 0 | 0 | 0.7942
2023-06-24 03:00 | 0 | 0 | 0.83332
2023-06-24 04:00 | 0 | 0 | 0.83678
2023-06-24 05:00 | 0 | 0 | 0.85908
2023-06-24 06:00 | 0 | 0.033487 | 0.85907
2023-06-24 07:00 | 0.046505 | 0.34002 | 0.84277
2023-06-24 08:00 | 0.61506 | 0.67571 | 0.74332
2023-06-24 09:00 | 0.76653 | 0.68045 | 0.63767
2023-06-24 10:00 | 0.83427 | 0.66984 | 0.38585
2023-06-24 11:00 | 0.86636 | 0.66499 | 0.4568
2023-06-24 12:00 | 0.8645 | 0.66677 | 0.30482
2023-06-24 13:00 | 0.83844 | 0.66695 | 0.09615
2023-06-24 14:00 | 0.77418 | 0.65865 | 0.031117
2023-06-24 15:00 | 0.62914 | 0.49081 | 0.0125
2023-06-24 16:00 | 0.34129 | 0.14165 | 0.019417
2023-06-24 17:00 | 0 | 0 | 0.0299
2023-06-24 18:00 | 0 | 0 | 0.05705
2023-06-24 19:00 | 0 | 0 | 0.1109
2023-06-24 20:00 | 0 | 0 | 0.16327
2023-06-24 21:00 | 0 | 0 | 0.15267
2023-06-24 22:00 | 0 | 0 | 0.17365
2023-06-24 23:00 | 0 | 0 | 0.22695
2023-06-25 | 0 | 0 | 0.29373
2023-06-25 01:00 | 0 | 0 | 0.35512
2023-06-25 02:00 | 0 | 0 | 0.38363
2023-06-25 03:00 | 0 | 0 | 0.35215
2023-06-25 04:00 | 0 | 0 | 0.31988
2023-06-25 05:00 | 0 | 0 | 0.30752
2023-06-25 06:00 | 0 | 0.032788 | 0.31908
2023-06-25 07:00 | 0.04418 | 0.3325 | 0.35048
2023-06-25 08:00 | 0.61391 | 0.66528 | 0.29365
2023-06-25 09:00 | 0.76642 | 0.67301 | 0.26232
2023-06-25 10:00 | 0.83667 | 0.66481 | 0.12508
2023-06-25 11:00 | 0.87038 | 0.65641 | 0.11233
2023-06-25 12:00 | 0.86833 | 0.65367 | 0.020667
2023-06-25 13:00 | 0.84259 | 0.65509 | 0
2023-06-25 14:00 | 0.77798 | 0.64676 | 0
2023-06-25 15:00 | 0.63313 | 0.48974 | 0.001
2023-06-25 16:00 | 0.34313 | 0.14257 | 0.0042333
2023-06-25 17:00 | 0 | 0 | 0.010167
2023-06-25 18:00 | 0 | 0 | 0.015933
2023-06-25 19:00 | 0 | 0 | 0.026233
2023-06-25 20:00 | 0 | 0 | 0.06695
2023-06-25 21:00 | 0 | 0 | 0.11148
2023-06-25 22:00 | 0 | 0 | 0.15653
2023-06-25 23:00 | 0 | 0 | 0.16207
2023-06-26 | 0 | 0 | 0.1604
2023-06-26 01:00 | 0 | 0 | 0.1848
2023-06-26 02:00 | 0 | 0 | 0.2043
2023-06-26 03:00 | 0 | 0 | 0.30473
2023-06-26 04:00 | 0 | 0 | 0.47048
2023-06-26 05:00 | 0 | 0 | 0.68353
2023-06-26 06:00 | 0 | 0.031847 | 0.83683
2023-06-26 07:00 | 0.075344 | 0.33148 | 0.89613
2023-06-26 08:00 | 0.65081 | 0.63778 | 0.90812
2023-06-26 09:00 | 0.80299 | 0.25598 | 0.9103
2023-06-26 10:00 | 0.87071 | 0.34329 | 0.75085
2023-06-26 11:00 | 0.90238 | 0.56531 | 0.80367
2023-06-26 12:00 | 0.89996 | 0.63964 | 0.95755
2023-06-26 13:00 | 0.87424 | 0.34977 | 0.96927
2023-06-26 14:00 | 0.81235 | 0.48066 | 0.96955
2023-06-26 15:00 | 0.66872 | 0.48504 | 0.95633
2023-06-26 16:00 | 0.38033 | 0.14063 | 0.91967
2023-06-26 17:00 | 0 | 0 | 0.85372
2023-06-26 18:00 | 0 | 0 | 0.6054
2023-06-26 19:00 | 0 | 0 | 0.454
2023-06-26 20:00 | 0 | 0 | 0.5289
2023-06-26 21:00 | 0 | 0 | 0.59732
2023-06-26 22:00 | 0 | 0 | 0.58408
2023-06-26 23:00 | 0 | 0 | 0.5499
2023-06-27 | 0 | 0 | 0.5136
2023-06-27 01:00 | 0 | 0 | 0.52352
2023-06-27 02:00 | 0 | 0 | 0.55703
2023-06-27 03:00 | 0 | 0 | 0.53645
2023-06-27 04:00 | 0 | 0 | 0.54273
2023-06-27 05:00 | 0 | 0 | 0.56797
2023-06-27 06:00 | 0 | 0.031263 | 0.51935
2023-06-27 07:00 | 0.086911 | 0.33045 | 0.43307
2023-06-27 08:00 | 0.66248 | 0.66571 | 0.43368
2023-06-27 09:00 | 0.8161 | 0.69647 | 0.3188
2023-06-27 10:00 | 0.88277 | 0.68967 | 0.18332
2023-06-27 11:00 | 0.91447 | 0.68269 | 0.15622
2023-06-27 12:00 | 0.91352 | 0.6833 | 0.109
2023-06-27 13:00 | 0.8889 | 0.68657 | 0.0871
2023-06-27 14:00 | 0.82952 | 0.67632 | 0.086633
2023-06-27 15:00 | 0.68788 | 0.51855 | 0.09525
2023-06-27 16:00 | 0.39959 | 0.15361 | 0.091633
2023-06-27 17:00 | 0 | 0 | 0.08075
2023-06-27 18:00 | 0 | 0 | 0.098117
2023-06-27 19:00 | 0 | 0 | 0.17073
2023-06-27 20:00 | 0 | 0 | 0.2067
2023-06-27 21:00 | 0 | 0 | 0.24537
2023-06-27 22:00 | 0 | 0 | 0.21587
2023-06-27 23:00 | 0 | 0 | 0.22678
2023-06-28 | 0 | 0 | 0.232
2023-06-28 01:00 | 0 | 0 | 0.12372
2023-06-28 02:00 | 0 | 0 | 0.036967
2023-06-28 03:00 | 0 | 0 | 0
2023-06-28 04:00 | 0 | 0 | 0
2023-06-28 05:00 | 0 | 0 | 0
2023-06-28 06:00 | 0 | 0.031939 | 0
2023-06-28 07:00 | 0.084632 | 0.34808 | 0
2023-06-28 08:00 | 0.65679 | 0.68793 | 0
2023-06-28 09:00 | 0.80718 | 0.69149 | 0
2023-06-28 10:00 | 0.87406 | 0.6828 | 0
2023-06-28 11:00 | 0.90465 | 0.67753 | 0
2023-06-28 12:00 | 0.90262 | 0.67664 | 0
2023-06-28 13:00 | 0.87705 | 0.67781 | 0
2023-06-28 14:00 | 0.81763 | 0.66638 | 0
2023-06-28 15:00 | 0.6789 | 0.50816 | 0
2023-06-28 16:00 | 0.39313 | 0.15019 | 0
2023-06-28 17:00 | 0 | 0 | 0
2023-06-28 18:00 | 0 | 0 | 0
2023-06-28 19:00 | 0 | 0 | 0
2023-06-28 20:00 | 0 | 0 | 0
2023-06-28 21:00 | 0 | 0 | 0
2023-06-28 22:00 | 0 | 0 | 0.00375
2023-06-28 23:00 | 0 | 0 | 0.024683
2023-06-29 | 0 | 0 | 0.094117
2023-06-29 01:00 | 0 | 0 | 0.1928
2023-06-29 02:00 | 0 | 0 | 0.29867
2023-06-29 03:00 | 0 | 0 | 0.38082
2023-06-29 04:00 | 0 | 0 | 0.4288
2023-06-29 05:00 | 0 | 0 | 0.45402
2023-06-29 06:00 | 0 | 0.030788 | 0.48752
2023-06-29 07:00 | 0.085313 | 0.338 | 0.50233
2023-06-29 08:00 | 0.65543 | 0.6812 | 0.58328
2023-06-29 09:00 | 0.80504 | 0.68967 | 0.47887
2023-06-29 10:00 | 0.87082 | 0.67931 | 0.2381
2023-06-29 11:00 | 0.90177 | 0.67155 | 0.22678
2023-06-29 12:00 | 0.90084 | 0.67439 | 0.14088
2023-06-29 13:00 | 0.87769 | 0.67838 | 0.064167
2023-06-29 14:00 | 0.81929 | 0.66923 | 0.012533
2023-06-29 15:00 | 0.68096 | 0.51293 | 0
2023-06-29 16:00 | 0.39748 | 0.15435 | 0
2023-06-29 17:00 | 0 | 0 | 0
2023-06-29 18:00 | 0 | 0 | 0.01235
2023-06-29 19:00 | 0 | 0 | 0.082433
2023-06-29 20:00 | 0 | 0 | 0.22443
2023-06-29 21:00 | 0 | 0 | 0.39818
2023-06-29 22:00 | 0 | 0 | 0.50138
2023-06-29 23:00 | 0 | 0 | 0.5406
2023-06-30 | 0 | 0 | 0.51342
2023-06-30 01:00 | 0 | 0 | 0.4548
2023-06-30 02:00 | 0 | 0 | 0.41077
2023-06-30 03:00 | 0 | 0 | 0.35418
2023-06-30 04:00 | 0 | 0 | 0.33952
2023-06-30 05:00 | 0 | 0 | 0.39668
2023-06-30 06:00 | 0 | 0.031453 | 0.48155
2023-06-30 07:00 | 0.091926 | 0.34036 | 0.53202
2023-06-30 08:00 | 0.66334 | 0.67432 | 0.5347
2023-06-30 09:00 | 0.81251 | 0.68027 | 0.43047
2023-06-30 10:00 | 0.87858 | 0.67037 | 0.20465
2023-06-30 11:00 | 0.90997 | 0.66257 | 0.22718
2023-06-30 12:00 | 0.91017 | 0.66296 | 0.28673
2023-06-30 13:00 | 0.88704 | 0.66428 | 0.30902
2023-06-30 14:00 | 0.83051 | 0.65224 | 0.30732
2023-06-30 15:00 | 0.6938 | 0.50356 | 0.28033
2023-06-30 16:00 | 0.41063 | 0.15187 | 0.22525
2023-06-30 17:00 | 0 | 0 | 0.18378
2023-06-30 18:00 | 0 | 0 | 0.15467
2023-06-30 19:00 | 0 | 0 | 0.17018
2023-06-30 20:00 | 0 | 0 | 0.21882
2023-06-30 21:00 | 0 | 0 | 0.22755
2023-06-30 22:00 | 0 | 0 | 0.21807
2023-06-30 23:00 | 0 | 0 | 0.22687
2023-07-01 | 0 | 0 | 0.23197
2023-07-01 01:00 | 0 | 0 | 0.25598
2023-07-01 02:00 | 0 | 0 | 0.30773
2023-07-01 03:00 | 0 | 0 | 0.37058
2023-07-01 04:00 | 0 | 0 | 0.39725
2023-07-01 05:00 | 0 | 0 | 0.38458
2023-07-01 06:00 | 0 | 0.030066 | 0.37958
2023-07-01 07:00 | 0.074701 | 0.33376 | 0.36472
2023-07-01 08:00 | 0.67222 | 0.66923 | 0.38422
2023-07-01 09:00 | 0.83057 | 0.67123 | 0.31977
2023-07-01 10:00 | 0.89611 | 0.66001 | 0.13653
2023-07-01 11:00 | 0.92739 | 0.65413 | 0.2209
2023-07-01 12:00 | 0.92537 | 0.65556 | 0.36222
2023-07-01 13:00 | 0.9004 | 0.65933 | 0.38113
2023-07-01 14:00 | 0.8395 | 0.6443 | 0.26283
2023-07-01 15:00 | 0.69866 | 0.48853 | 0.17827
2023-07-01 16:00 | 0.39229 | 0.14603 | 0.1216
2023-07-01 17:00 | 0 | 0 | 0.0885
2023-07-01 18:00 | 0 | 0 | 0.089117
2023-07-01 19:00 | 0 | 0 | 0.14833
2023-07-01 20:00 | 0 | 0 | 0.32037
2023-07-01 21:00 | 0 | 0 | 0.52287
2023-07-01 22:00 | 0 | 0 | 0.65363
2023-07-01 23:00 | 0 | 0 | 0.70393
2023-07-02 | 0 | 0 | 0.7046
2023-07-02 01:00 | 0 | 0 | 0.7498
2023-07-02 02:00 | 0 | 0 | 0.77548
2023-07-02 03:00 | 0 | 0 | 0.83607
2023-07-02 04:00 | 0 | 0 | 0.8908
2023-07-02 05:00 | 0 | 0 | 0.9628
2023-07-02 06:00 | 0 | 0.029688 | 0.98912
2023-07-02 07:00 | 0.096613 | 0.32601 | 0.9929
2023-07-02 08:00 | 0.68025 | 0.66353 | 0.99147
2023-07-02 09:00 | 0.83968 | 0.68892 | 0.92935
2023-07-02 10:00 | 0.90512 | 0.68351 | 0.83402
2023-07-02 11:00 | 0.93333 | 0.67479 | 0.77233
2023-07-02 12:00 | 0.93091 | 0.67553 | 0.67538
2023-07-02 13:00 | 0.90878 | 0.67628 | 0.539
2023-07-02 14:00 | 0.84997 | 0.6708 | 0.4704
2023-07-02 15:00 | 0.71077 | 0.51257 | 0.53072
2023-07-02 16:00 | 0.40259 | 0.15731 | 0.69557
2023-07-02 17:00 | 0 | 0 | 0.82483
2023-07-02 18:00 | 0 | 0 | 0.85112
2023-07-02 19:00 | 0 | 0 | 0.90947
2023-07-02 20:00 | 0 | 0 | 0.91353
2023-07-02 21:00 | 0 | 0 | 0.94428
2023-07-02 22:00 | 0 | 0 | 0.97128
2023-07-02 23:00 | 0 | 0 | 0.93642
2023-07-03 | 0 | 0 | 0.89988
2023-07-03 01:00 | 0 | 0 | 0.92953
2023-07-03 02:00 | 0 | 0 | 0.95892
2023-07-03 03:00 | 0 | 0 | 0.98118
2023-07-03 04:00 | 0 | 0 | 0.98997
2023-07-03 05:00 | 0 | 0 | 0.99345
2023-07-03 06:00 | 0 | 0.031658 | 0.99742
2023-07-03 07:00 | 0.11409 | 0.33963 | 0.9983
2023-07-03 08:00 | 0.67487 | 0.69281 | 0.99505
2023-07-03 09:00 | 0.83362 | 0.71464 | 0.9546
2023-07-03 10:00 | 0.90226 | 0.70823 | 0.96507
2023-07-03 11:00 | 0.93216 | 0.6995 | 0.96513
2023-07-03 12:00 | 0.92824 | 0.70039 | 0.93008
2023-07-03 13:00 | 0.90234 | 0.70274 | 0.83342
2023-07-03 14:00 | 0.84303 | 0.69452 | 0.67758
2023-07-03 15:00 | 0.70383 | 0.54088 | 0.60672
2023-07-03 16:00 | 0.39797 | 0.16823 | 0.66915
2023-07-03 17:00 | 0 | 0 | 0.73872
2023-07-03 18:00 | 0 | 0 | 0.72988
2023-07-03 19:00 | 0 | 0 | 0.77863
2023-07-03 20:00 | 0 | 0 | 0.74263
2023-07-03 21:00 | 0 | 0 | 0.81418
2023-07-03 22:00 | 0 | 0 | 0.87995
2023-07-03 23:00 | 0 | 0 | 0.9246
2023-07-04 | 0 | 0 | 0.95563
2023-07-04 01:00 | 0 | 0 | 0.97712
2023-07-04 02:00 | 0 | 0 | 0.98988
2023-07-04 03:00 | 0 | 0 | 0.99093
2023-07-04 04:00 | 0 | 0 | 0.9918
2023-07-04 05:00 | 0 | 0 | 0.9944
2023-07-04 06:00 | 0 | 0.032684 | 0.99455
2023-07-04 07:00 | 0.081597 | 0.35362 | 0.99723
2023-07-04 08:00 | 0.6792 | 0.70527 | 0.98898
2023-07-04 09:00 | 0.83932 | 0.71756 | 0.93345
2023-07-04 10:00 | 0.90639 | 0.70734 | 0.95498
2023-07-04 11:00 | 0.93665 | 0.69904 | 0.96257
2023-07-04 12:00 | 0.93478 | 0.69996 | 0.87112
2023-07-04 13:00 | 0.91011 | 0.70267 | 0.75587
2023-07-04 14:00 | 0.8506 | 0.6933 | 0.65763
2023-07-04 15:00 | 0.71233 | 0.5396 | 0.61372
2023-07-04 16:00 | 0.40465 | 0.1701 | 0.59555
2023-07-04 17:00 | 0 | 0 | 0.63962
2023-07-04 18:00 | 0 | 0 | 0.64698
2023-07-04 19:00 | 0 | 0 | 0.70663
2023-07-04 20:00 | 0 | 0 | 0.62263
2023-07-04 21:00 | 0 | 0 | 0.63575
2023-07-04 22:00 | 0 | 0 | 0.70217
2023-07-04 23:00 | 0 | 0 | 0.73852
2023-07-05 | 0 | 0 | 0.76577
2023-07-05 01:00 | 0 | 0 | 0.77648
2023-07-05 02:00 | 0 | 0 | 0.75425
2023-07-05 03:00 | 0 | 0 | 0.82078
2023-07-05 04:00 | 0 | 0 | 0.87668
2023-07-05 05:00 | 0 | 0 | 0.81998
2023-07-05 06:00 | 0 | 0.031562 | 0.56485
2023-07-05 07:00 | 0.089851 | 0.34623 | 0.47317
2023-07-05 08:00 | 0.68784 | 0.70103 | 0.40077
2023-07-05 09:00 | 0.84688 | 0.7057 | 0.45572
2023-07-05 10:00 | 0.91095 | 0.69882 | 0.49988
2023-07-05 11:00 | 0.93797 | 0.69341 | 0.4311
2023-07-05 12:00 | 0.93619 | 0.69491 | 0.2182
2023-07-05 13:00 | 0.91051 | 0.69138 | 0.1226
2023-07-05 14:00 | 0.85369 | 0.68319 | 0.0825
2023-07-05 15:00 | 0.71669 | 0.53451 | 0.075667
2023-07-05 16:00 | 0.3838 | 0.1695 | 0.093417
2023-07-05 17:00 | 0 | 0 | 0.13212
2023-07-05 18:00 | 0 | 0 | 0.19492
2023-07-05 19:00 | 0 | 0 | 0.28603
2023-07-05 20:00 | 0 | 0 | 0.36867
2023-07-05 21:00 | 0 | 0 | 0.46697
2023-07-05 22:00 | 0 | 0 | 0.53098
2023-07-05 23:00 | 0 | 0 | 0.52528
2023-07-06 | 0 | 0 | 0.51343
2023-07-06 01:00 | 0 | 0 | 0.48525
2023-07-06 02:00 | 0 | 0 | 0.4783
2023-07-06 03:00 | 0 | 0 | 0.47508
2023-07-06 04:00 | 0 | 0 | 0.51147
2023-07-06 05:00 | 0 | 0 | 0.60283
2023-07-06 06:00 | 0 | 0.032608 | 0.68223
2023-07-06 07:00 | 0.11272 | 0.34652 | 0.70138
2023-07-06 08:00 | 0.69328 | 0.69729 | 0.558
2023-07-06 09:00 | 0.85202 | 0.71222 | 0.38588
2023-07-06 10:00 | 0.91749 | 0.70385 | 0.16752
2023-07-06 11:00 | 0.94668 | 0.69277 | 0.13463
2023-07-06 12:00 | 0.94401 | 0.69306 | 0.13092
2023-07-06 13:00 | 0.91917 | 0.69694 | 0.18692
2023-07-06 14:00 | 0.86201 | 0.68917 | 0.2066
2023-07-06 15:00 | 0.72526 | 0.54298 | 0.22502
2023-07-06 16:00 | 0.32525 | 0.17478 | 0.27768
2023-07-06 17:00 | 0 | 0 | 0.31758
2023-07-06 18:00 | 0 | 0 | 0.37005
2023-07-06 19:00 | 0 | 0 | 0.43147
2023-07-06 20:00 | 0 | 0 | 0.43642
2023-07-06 21:00 | 0 | 0 | 0.46813
2023-07-06 22:00 | 0 | 0 | 0.52987
2023-07-06 23:00 | 0 | 0 | 0.56032
2023-07-07 | 0 | 0 | 0.5961
2023-07-07 01:00 | 0 | 0 | 0.641
2023-07-07 02:00 | 0 | 0 | 0.6486
2023-07-07 03:00 | 0 | 0 | 0.60262
2023-07-07 04:00 | 0 | 0 | 0.56865
2023-07-07 05:00 | 0 | 0 | 0.62482
2023-07-07 06:00 | 0 | 0.032803 | 0.6141
2023-07-07 07:00 | 0.12292 | 0.35179 | 0.63597
2023-07-07 08:00 | 0.68753 | 0.70723 | 0.65712
2023-07-07 09:00 | 0.84563 | 0.71724 | 0.52327
2023-07-07 10:00 | 0.91497 | 0.71015 | 0.40278
2023-07-07 11:00 | 0.94713 | 0.70235 | 0.44437
2023-07-07 12:00 | 0.94655 | 0.70267 | 0.3725
2023-07-07 13:00 | 0.9175 | 0.7047 | 0.29028
2023-07-07 14:00 | 0.85822 | 0.69729 | 0.2246
2023-07-07 15:00 | 0.71913 | 0.54662 | 0.19118
2023-07-07 16:00 | 0.34792 | 0.17706 | 0.15962
2023-07-07 17:00 | 0 | 0 | 0.14765
2023-07-07 18:00 | 0 | 0 | 0.17252
2023-07-07 19:00 | 0 | 0 | 0.27552
2023-07-07 20:00 | 0 | 0 | 0.35258
2023-07-07 21:00 | 0 | 0 | 0.50092
2023-07-07 22:00 | 0 | 0 | 0.62627
2023-07-07 23:00 | 0 | 0 | 0.71393
2023-07-08 | 0 | 0 | 0.78177
2023-07-08 01:00 | 0 | 0 | 0.81597
2023-07-08 02:00 | 0 | 0 | 0.84232
2023-07-08 03:00 | 0 | 0 | 0.84108
2023-07-08 04:00 | 0 | 0 | 0.8056
2023-07-08 05:00 | 0 | 0 | 0.77627
2023-07-08 06:00 | 0 | 0.031875 | 0.75837
2023-07-08 07:00 | 0.090466 | 0.35361 | 0.80178
2023-07-08 08:00 | 0.67703 | 0.70563 | 0.7735
2023-07-08 09:00 | 0.83238 | 0.71193 | 0.64157
2023-07-08 10:00 | 0.89978 | 0.70499 | 0.42942
2023-07-08 11:00 | 0.93159 | 0.69847 | 0.34885
2023-07-08 12:00 | 0.92936 | 0.69886 | 0.24657
2023-07-08 13:00 | 0.90397 | 0.69932 | 0.1504
2023-07-08 14:00 | 0.84561 | 0.6886 | 0.097617
2023-07-08 15:00 | 0.70977 | 0.5438 | 0.10275
2023-07-08 16:00 | 0.41225 | 0.17461 | 0.12872
2023-07-08 17:00 | 0 | 0 | 0.1779
2023-07-08 18:00 | 0 | 0 | 0.24097
2023-07-08 19:00 | 0 | 0 | 0.40098
2023-07-08 20:00 | 0 | 0 | 0.60043
2023-07-08 21:00 | 0 | 0 | 0.77188
2023-07-08 22:00 | 0 | 0 | 0.87328
2023-07-08 23:00 | 0 | 0 | 0.89612
2023-07-09 | 0 | 0 | 0.91323
2023-07-09 01:00 | 0 | 0 | 0.90398
2023-07-09 02:00 | 0 | 0 | 0.89745
2023-07-09 03:00 | 0 | 0 | 0.93713
2023-07-09 04:00 | 0 | 0 | 0.9572
2023-07-09 05:00 | 0 | 0 | 0.96142
2023-07-09 06:00 | 0 | 0.031846 | 0.95392
2023-07-09 07:00 | 0.10107 | 0.34686 | 0.95583
2023-07-09 08:00 | 0.67928 | 0.69972 | 0.93593
2023-07-09 09:00 | 0.83705 | 0.69865 | 0.80143
2023-07-09 10:00 | 0.90448 | 0.69017 | 0.51582
2023-07-09 11:00 | 0.93611 | 0.68241 | 0.4448
2023-07-09 12:00 | 0.93399 | 0.68162 | 0.37762
2023-07-09 13:00 | 0.91049 | 0.6838 | 0.33373
2023-07-09 14:00 | 0.85179 | 0.66845 | 0.32897
2023-07-09 15:00 | 0.71718 | 0.52073 | 0.35777
2023-07-09 16:00 | 0.41367 | 0.16655 | 0.39053
2023-07-09 17:00 | 0 | 0 | 0.419
2023-07-09 18:00 | 0 | 0 | 0.38588
2023-07-09 19:00 | 0 | 0 | 0.3441
2023-07-09 20:00 | 0 | 0 | 0.31115
2023-07-09 21:00 | 0 | 0 | 0.43223
2023-07-09 22:00 | 0 | 0 | 0.53045
2023-07-09 23:00 | 0 | 0 | 0.60178
2023-07-10 | 0 | 0 | 0.71073
2023-07-10 01:00 | 0 | 0 | 0.81917
2023-07-10 02:00 | 0 | 0 | 0.8755
2023-07-10 03:00 | 0 | 0 | 0.90335
2023-07-10 04:00 | 0 | 0 | 0.9127
2023-07-10 05:00 | 0 | 0 | 0.9284
2023-07-10 06:00 | 0 | 0.030255 | 0.94068
2023-07-10 07:00 | 0.090063 | 0.32855 | 0.95307
2023-07-10 08:00 | 0.68813 | 0.67379 | 0.92815
2023-07-10 09:00 | 0.84561 | 0.70377 | 0.85835
2023-07-10 10:00 | 0.91282 | 0.6995 | 0.74545
2023-07-10 11:00 | 0.9442 | 0.69384 | 0.85452
2023-07-10 12:00 | 0.94351 | 0.69373 | 0.75627
2023-07-10 13:00 | 0.91989 | 0.69459 | 0.50833
2023-07-10 14:00 | 0.86342 | 0.68472 | 0.30212
2023-07-10 15:00 | 0.72764 | 0.54427 | 0.18125
2023-07-10 16:00 | 0.33773 | 0.17646 | 0.13688
2023-07-10 17:00 | 0 | 0 | 0.12638
2023-07-10 18:00 | 0 | 0 | 0.16273
2023-07-10 19:00 | 0 | 0 | 0.2352
2023-07-10 20:00 | 0 | 0 | 0.28263
2023-07-10 21:00 | 0 | 0 | 0.37373
2023-07-10 22:00 | 0 | 0 | 0.47247
2023-07-10 23:00 | 0 | 0 | 0.50772
2023-07-11 | 0 | 0 | 0.51068
2023-07-11 01:00 | 0 | 0 | 0.53643
2023-07-11 02:00 | 0 | 0 | 0.55398
2023-07-11 03:00 | 0 | 0 | 0.55718
2023-07-11 04:00 | 0 | 0 | 0.59027
2023-07-11 05:00 | 0 | 0 | 0.65105
2023-07-11 06:00 | 0 | 0.032071 | 0.7003
2023-07-11 07:00 | 0.1141 | 0.3449 | 0.7345
2023-07-11 08:00 | 0.68004 | 0.69808 | 0.63137
2023-07-11 09:00 | 0.83828 | 0.71838 | 0.5571
2023-07-11 10:00 | 0.90345 | 0.71054 | 0.30265
2023-07-11 11:00 | 0.93372 | 0.7037 | 0.24618
2023-07-11 12:00 | 0.93856 | 0.70484 | 0.12017
2023-07-11 13:00 | 0.91294 | 0.70726 | 0.024833
2023-07-11 14:00 | 0.85505 | 0.69815 | 0
2023-07-11 15:00 | 0.71891 | 0.5578 | 0
2023-07-11 16:00 | 0.40125 | 0.18601 | 0
2023-07-11 17:00 | 0 | 0.0046207 | 0
2023-07-11 18:00 | 0 | 0 | 0
2023-07-11 19:00 | 0 | 0 | 0.00053333
2023-07-11 20:00 | 0 | 0 | 0.05
2023-07-11 21:00 | 0 | 0 | 0.131
2023-07-11 22:00 | 0 | 0 | 0.20247
2023-07-11 23:00 | 0 | 0 | 0.20722
2023-07-12 | 0 | 0 | 0.1693
2023-07-12 01:00 | 0 | 0 | 0.13947
2023-07-12 02:00 | 0 | 0 | 0.13685
2023-07-12 03:00 | 0 | 0 | 0.1284
2023-07-12 04:00 | 0 | 0 | 0.10985
2023-07-12 05:00 | 0 | 0 | 0.093383
2023-07-12 06:00 | 0 | 0.033181 | 0.06435
2023-07-12 07:00 | 0.089109 | 0.35537 | 0.049
2023-07-12 08:00 | 0.61478 | 0.70516 | 0.045917
2023-07-12 09:00 | 0.77067 | 0.70798 | 0.0501
2023-07-12 10:00 | 0.84348 | 0.69996 | 0.03175
2023-07-12 11:00 | 0.87898 | 0.68878 | 0.00056667
2023-07-12 12:00 | 0.87681 | 0.69024 | 0
2023-07-12 13:00 | 0.84883 | 0.69573 | 0
2023-07-12 14:00 | 0.78615 | 0.68917 | 0
2023-07-12 15:00 | 0.6289 | 0.54348 | 0.0015167
2023-07-12 16:00 | 0.35531 | 0.18057 | 0.00028333
2023-07-12 17:00 | 0 | 0.0045965 | 0
2023-07-12 18:00 | 0 | 0 | 0
2023-07-12 19:00 | 0 | 0 | 0.0054167
2023-07-12 20:00 | 0 | 0 | 0.015333
2023-07-12 21:00 | 0 | 0 | 0.03625
2023-07-12 22:00 | 0 | 0 | 0.032683
2023-07-12 23:00 | 0 | 0 | 0.0112
2023-07-13 | 0 | 0 | 0
2023-07-13 01:00 | 0 | 0 | 0
2023-07-13 02:00 | 0 | 0 | 0
2023-07-13 03:00 | 0 | 0 | 0.0048167
2023-07-13 04:00 | 0 | 0 | 0.047217
2023-07-13 05:00 | 0 | 0 | 0.090217
2023-07-13 06:00 | 0 | 0.032813 | 0.11933
2023-07-13 07:00 | 0 | 0.34267 | 0.12647
2023-07-13 08:00 | 0 | 0.69124 | 0.1255
2023-07-13 09:00 | 0.2146 | 0.69092 | 0.14717
2023-07-13 10:00 | 0.33253 | 0.68219 | 0.12077
2023-07-13 11:00 | 0 | 0.67457 | 0.11223
2023-07-13 12:00 | 0 | 0.67543 | 0.060417
2023-07-13 13:00 | 0 | 0.65751 | 0.0916
2023-07-13 14:00 | 0 | 0.65908 | 0.19217
2023-07-13 15:00 | 0 | 0.54184 | 0.27407
2023-07-13 16:00 | 0 | 0.18178 | 0.33635
2023-07-13 17:00 | 0 | 0.0045897 | 0.39935
2023-07-13 18:00 | 0 | 0 | 0.48992
2023-07-13 19:00 | 0 | 0 | 0.59138
2023-07-13 20:00 | 0 | 0 | 0.66148
2023-07-13 21:00 | 0 | 0 | 0.80648
2023-07-13 22:00 | 0 | 0 | 0.8896
2023-07-13 23:00 | 0 | 0 | 0.93078
2023-07-14 | 0 | 0 | 0.96923
2023-07-14 01:00 | 0 | 0 | 0.98223
2023-07-14 02:00 | 0 | 0 | 0.98873
2023-07-14 03:00 | 0 | 0 | 0.99138
2023-07-14 04:00 | 0 | 0 | 0.98962
2023-07-14 05:00 | 0 | 0 | 0.98968
2023-07-14 06:00 | 0 | 0.033016 | 0.97867
2023-07-14 07:00 | 0 | 0.34647 | 0.95292
2023-07-14 08:00 | 0 | 0.70445 | 0.90972
2023-07-14 09:00 | 0 | 0.73686 | 0.77467
2023-07-14 10:00 | 0.23813 | 0.73177 | 0.72098
2023-07-14 11:00 | 0.87502 | 0.71873 | 0.60958
2023-07-14 12:00 | 0.91703 | 0.7213 | 0.4215
2023-07-14 13:00 | 0.88915 | 0.72714 | 0.336
2023-07-14 14:00 | 0.82919 | 0.71898 | 0.32715
2023-07-14 15:00 | 0.69321 | 0.58077 | 0.3463
2023-07-14 16:00 | 0.40887 | 0.20053 | 0.3778
2023-07-14 17:00 | 0 | 0.0055516 | 0.36492
2023-07-14 18:00 | 0 | 0 | 0.30755
2023-07-14 19:00 | 0 | 0 | 0.28213
2023-07-14 20:00 | 0 | 0 | 0.29777
2023-07-14 21:00 | 0 | 0 | 0.3316
2023-07-14 22:00 | 0 | 0 | 0.34742
2023-07-14 23:00 | 0 | 0 | 0.38467
2023-07-15 | 0 | 0 | 0.37473
2023-07-15 01:00 | 0 | 0 | 0.33388
2023-07-15 02:00 | 0 | 0 | 0.31475
2023-07-15 03:00 | 0 | 0 | 0.33652
2023-07-15 04:00 | 0 | 0 | 0.41047
2023-07-15 05:00 | 0 | 0 | 0.47428
2023-07-15 06:00 | 0 | 0.035168 | 0.50017
2023-07-15 07:00 | 0.080462 | 0.36902 | 0.48955
2023-07-15 08:00 | 0.67017 | 0.72507 | 0.573
2023-07-15 09:00 | 0.82571 | 0.73682 | 0.5223
2023-07-15 10:00 | 0.89408 | 0.72984 | 0.511
2023-07-15 11:00 | 0.9248 | 0.72283 | 0.6356
2023-07-15 12:00 | 0.88721 | 0.72984 | 0.45725
2023-07-15 13:00 | 0.88629 | 0.73145 | 0.38455
2023-07-15 14:00 | 0.84791 | 0.72589 | 0.37483
2023-07-15 15:00 | 0.71664 | 0.57885 | 0.3581
2023-07-15 16:00 | 0.42699 | 0.19713 | 0.36462
2023-07-15 17:00 | 0 | 0.0055766 | 0.40273
2023-07-15 18:00 | 0 | 0 | 0.38658
2023-07-15 19:00 | 0 | 0 | 0.3839
2023-07-15 20:00 | 0 | 0 | 0.32928
2023-07-15 21:00 | 0 | 0 | 0.34735
2023-07-15 22:00 | 0 | 0 | 0.3887
2023-07-15 23:00 | 0 | 0 | 0.4115
2023-07-16 | 0 | 0 | 0.42082
2023-07-16 01:00 | 0 | 0 | 0.43992
2023-07-16 02:00 | 0 | 0 | 0.45133
2023-07-16 03:00 | 0 | 0 | 0.47848
2023-07-16 04:00 | 0 | 0 | 0.50493
2023-07-16 05:00 | 0 | 0 | 0.53125
2023-07-16 06:00 | 0 | 0.036104 | 0.47855
2023-07-16 07:00 | 0.09093 | 0.36125 | 0.42085
2023-07-16 08:00 | 0.59055 | 0.72788 | 0.39867
2023-07-16 09:00 | 0.76678 | 0.74975 | 0.28118
2023-07-16 10:00 | 0.85652 | 0.74252 | 0.33937
2023-07-16 11:00 | 0.83676 | 0.7339 | 0.44908
2023-07-16 12:00 | 0.57959 | 0.73269 | 0.4188
2023-07-16 13:00 | 0.68936 | 0.73786 | 0.36155
2023-07-16 14:00 | 0.79863 | 0.73276 | 0.34648
2023-07-16 15:00 | 0.67193 | 0.58985 | 0.3274
2023-07-16 16:00 | 0.34308 | 0.20677 | 0.33485
2023-07-16 17:00 | 0 | 0.0055826 | 0.30858
2023-07-16 18:00 | 0 | 0 | 0.27578
2023-07-16 19:00 | 0 | 0 | 0.31405
2023-07-16 20:00 | 0 | 0 | 0.41068
2023-07-16 21:00 | 0 | 0 | 0.53778
2023-07-16 22:00 | 0 | 0 | 0.66312
2023-07-16 23:00 | 0 | 0 | 0.79673
2023-07-17 | 0 | 0 | 0.87938
2023-07-17 01:00 | 0 | 0 | 0.90977
2023-07-17 02:00 | 0 | 0 | 0.92092
2023-07-17 03:00 | 0 | 0 | 0.89927
2023-07-17 04:00 | 0 | 0 | 0.82083
2023-07-17 05:00 | 0 | 0 | 0.7148
2023-07-17 06:00 | 0 | 0.03683 | 0.61848
2023-07-17 07:00 | 0 | 0.37557 | 0.56387
2023-07-17 08:00 | 0 | 0.73558 | 0.43638
2023-07-17 09:00 | 0 | 0.75798 | 0.39732
2023-07-17 10:00 | 0 | 0.74875 | 0.29132
2023-07-17 11:00 | 0 | 0.74106 | 0.45145
2023-07-17 12:00 | 0 | 0.74284 | 0.31465
2023-07-17 13:00 | 0 | 0.74548 | 0.1979
2023-07-17 14:00 | 0 | 0.73882 | 0.12085
2023-07-17 15:00 | 0 | 0.60221 | 0.075517
2023-07-17 16:00 | 0 | 0.21405 | 0.066317
2023-07-17 17:00 | 0 | 0.005552 | 0.078317
2023-07-17 18:00 | 0 | 0 | 0.0979
2023-07-17 19:00 | 0 | 0 | 0.15348
2023-07-17 20:00 | 0 | 0 | 0.22483
2023-07-17 21:00 | 0 | 0 | 0.36558
2023-07-17 22:00 | 0 | 0 | 0.4997
2023-07-17 23:00 | 0 | 0 | 0.6159
2023-07-18 | 0 | 0 | 0.74265
2023-07-18 01:00 | 0 | 0 | 0.8017
2023-07-18 02:00 | 0 | 0 | 0.75257
2023-07-18 03:00 | 0 | 0 | 0.60568
2023-07-18 04:00 | 0 | 0 | 0.50955
2023-07-18 05:00 | 0 | 0 | 0.4456
2023-07-18 06:00 | 0 | 0.038287 | 0.39527
2023-07-18 07:00 | 0 | 0.3813 | 0.4062
2023-07-18 08:00 | 0 | 0.74637 | 0.50258
2023-07-18 09:00 | 0 | 0.75848 | 0.40032
2023-07-18 10:00 | 0 | 0.74761 | 0.15477
2023-07-18 11:00 | 0 | 0.73796 | 0.13863
2023-07-18 12:00 | 0 | 0.73843 | 0.051817
2023-07-18 13:00 | 0 | 0.739 | 0
2023-07-18 14:00 | 0 | 0.73162 | 0
2023-07-18 15:00 | 0 | 0.60345 | 0
2023-07-18 16:00 | 0 | 0.21704 | 0
2023-07-18 17:00 | 0 | 0.0055267 | 0
2023-07-18 18:00 | 0 | 0 | 0.0063667
2023-07-18 19:00 | 0 | 0 | 0.099467
2023-07-18 20:00 | 0 | 0 | 0.30768
2023-07-18 21:00 | 0 | 0 | 0.42882
2023-07-18 22:00 | 0 | 0 | 0.44777
2023-07-18 23:00 | 0 | 0 | 0.47198
2023-07-19 | 0 | 0 | 0.51383
2023-07-19 01:00 | 0 | 0 | 0.55872
2023-07-19 02:00 | 0 | 0 | 0.62085
2023-07-19 03:00 | 0 | 0 | 0.65648
2023-07-19 04:00 | 0 | 0 | 0.6612
2023-07-19 05:00 | 0 | 0 | 0.61147
2023-07-19 06:00 | 0 | 0.039494 | 0.57835
2023-07-19 07:00 | 0 | 0.38433 | 0.56763
2023-07-19 08:00 | 0 | 0.74623 | 0.4908
2023-07-19 09:00 | 0 | 0.75064 | 0.43495
2023-07-19 10:00 | 0 | 0.7386 | 0.20365
2023-07-19 11:00 | 0 | 0.72731 | 0.21265
2023-07-19 12:00 | 0 | 0.72724 | 0.14525
2023-07-19 13:00 | 0 | 0.73098 | 0.1077
2023-07-19 14:00 | 0.45265 | 0.72087 | 0.08315
2023-07-19 15:00 | 0.70709 | 0.59295 | 0.07495
2023-07-19 16:00 | 0.42836 | 0.21364 | 0.076133
2023-07-19 17:00 | 0 | 0.0054875 | 0.085767
2023-07-19 18:00 | 0 | 0 | 0.13177
2023-07-19 19:00 | 0 | 0 | 0.21775
2023-07-19 20:00 | 0 | 0 | 0.27917
2023-07-19 21:00 | 0 | 0 | 0.38007
2023-07-19 22:00 | 0 | 0 | 0.45765
2023-07-19 23:00 | 0 | 0 | 0.48523
2023-07-20 | 0 | 0 | 0.48368
2023-07-20 01:00 | 0 | 0 | 0.4017
2023-07-20 02:00 | 0 | 0 | 0.3197
2023-07-20 03:00 | 0 | 0 | 0.25683
2023-07-20 04:00 | 0 | 0 | 0.20335
2023-07-20 05:00 | 0 | 0 | 0.1715
2023-07-20 06:00 | 0 | 0.039644 | 0.15267
2023-07-20 07:00 | 0.093089 | 0.38305 | 0.1435
2023-07-20 08:00 | 0.66825 | 0.73209 | 0.15067
2023-07-20 09:00 | 0.82057 | 0.72646 | 0.14643
2023-07-20 10:00 | 0.88548 | 0.71567 | 0.1027
2023-07-20 11:00 | 0.91859 | 0.70848 | 0.10477
2023-07-20 12:00 | 0.92084 | 0.70808 | 0.14848
2023-07-20 13:00 | 0.89541 | 0.70655 | 0.13892
2023-07-20 14:00 | 0.84044 | 0.69957 | 0.093317
2023-07-20 15:00 | 0.71137 | 0.57194 | 0.05515
2023-07-20 16:00 | 0.43352 | 0.20515 | 0.026467
2023-07-20 17:00 | 0 | 0 | 0.016667
2023-07-20 18:00 | 0 | 0 | 0.043017
2023-07-20 19:00 | 0 | 0 | 0.14498
2023-07-20 20:00 | 0 | 0 | 0.33232
2023-07-20 21:00 | 0 | 0 | 0.47348
2023-07-20 22:00 | 0 | 0 | 0.59745
2023-07-20 23:00 | 0 | 0 | 0.67637
2023-07-21 | 0 | 0 | 0.65788
2023-07-21 01:00 | 0 | 0 | 0.67238
2023-07-21 02:00 | 0 | 0 | 0.71755
2023-07-21 03:00 | 0 | 0 | 0.72122
2023-07-21 04:00 | 0 | 0 | 0.55645
2023-07-21 05:00 | 0 | 0 | 0.34438
2023-07-21 06:00 | 0 | 0.037436 | 0.22183
2023-07-21 07:00 | 0.065971 | 0.36959 | 0.17365
2023-07-21 08:00 | 0 | 0.70808 | 0.11977
2023-07-21 09:00 | 0 | 0.7042 | 0.15805
2023-07-21 10:00 | 0 | 0.69836 | 0.11148
2023-07-21 11:00 | 0 | 0.69373 | 0.1175
2023-07-21 12:00 | 0 | 0.69238 | 0.0853
2023-07-21 13:00 | 0 | 0.68978 | 0.044867
2023-07-21 14:00 | 0 | 0.67924 | 0.0090833
2023-07-21 15:00 | 0 | 0.5562 | 0
2023-07-21 16:00 | 0 | 0.19599 | 0
2023-07-21 17:00 | 0 | 0 | 0
2023-07-21 18:00 | 0 | 0 | 0.023033
2023-07-21 19:00 | 0 | 0 | 0.14238
2023-07-21 20:00 | 0 | 0 | 0.25148
2023-07-21 21:00 | 0 | 0 | 0.3962
2023-07-21 22:00 | 0 | 0 | 0.51417
2023-07-21 23:00 | 0 | 0 | 0.57947
2023-07-22 | 0 | 0 | 0.53557
2023-07-22 01:00 | 0 | 0 | 0.45087
2023-07-22 02:00 | 0 | 0 | 0.34562
2023-07-22 03:00 | 0 | 0 | 0.2547
2023-07-22 04:00 | 0 | 0 | 0.23365
2023-07-22 05:00 | 0 | 0 | 0.25895
2023-07-22 06:00 | 0 | 0.035517 | 0.27558
2023-07-22 07:00 | 0 | 0.35109 | 0.28433
2023-07-22 08:00 | 0.57627 | 0.68365 | 0.34545
2023-07-22 09:00 | 0.80729 | 0.69341 | 0.36002
2023-07-22 10:00 | 0.87776 | 0.686 | 0.25422
2023-07-22 11:00 | 0.91044 | 0.68387 | 0.27123
2023-07-22 12:00 | 0.90704 | 0.68419 | 0.1436
2023-07-22 13:00 | 0.88035 | 0.68162 | 0.031433
2023-07-22 14:00 | 0.82476 | 0.67137 | 0
2023-07-22 15:00 | 0.69895 | 0.54217 | 0
2023-07-22 16:00 | 0.42362 | 0.19014 | 0
2023-07-22 17:00 | 0 | 0 | 0
2023-07-22 18:00 | 0 | 0 | 0
2023-07-22 19:00 | 0 | 0 | 0.051083
2023-07-22 20:00 | 0 | 0 | 0.16105
2023-07-22 21:00 | 0 | 0 | 0.27315
2023-07-22 22:00 | 0 | 0 | 0.36235
2023-07-22 23:00 | 0 | 0 | 0.51243
2023-07-23 | 0 | 0 | 0.70873
2023-07-23 01:00 | 0 | 0 | 0.82558
2023-07-23 02:00 | 0 | 0 | 0.87122
2023-07-23 03:00 | 0 | 0 | 0.88873
2023-07-23 04:00 | 0 | 0 | 0.89412
2023-07-23 05:00 | 0 | 0 | 0.90843
2023-07-23 06:00 | 0 | 0.036339 | 0.93732
2023-07-23 07:00 | 0.072524 | 0.34855 | 0.96623
2023-07-23 08:00 | 0.69861 | 0.68287 | 0.9476
2023-07-23 09:00 | 0.85356 | 0.71998 | 0.87705
2023-07-23 10:00 | 0.91778 | 0.71877 | 0.8456
2023-07-23 11:00 | 0.95145 | 0.70997 | 0.81105
2023-07-23 12:00 | 0.9521 | 0.71065 | 0.7325
2023-07-23 13:00 | 0.92616 | 0.70737 | 0.62852
2023-07-23 14:00 | 0.87285 | 0.69252 | 0.51535
2023-07-23 15:00 | 0.748 | 0.56432 | 0.48702
2023-07-23 16:00 | 0.26532 | 0.19971 | 0.52148
2023-07-23 17:00 | 0 | 0 | 0.66222
2023-07-23 18:00 | 0 | 0 | 0.75173
2023-07-23 19:00 | 0 | 0 | 0.87398
2023-07-23 20:00 | 0 | 0 | 0.90033
2023-07-23 21:00 | 0 | 0 | 0.92288
2023-07-23 22:00 | 0 | 0 | 0.92762
2023-07-23 23:00 | 0 | 0 | 0.91918
2023-07-24 | 0 | 0 | 0.90447
2023-07-24 01:00 | 0 | 0 | 0.91407
2023-07-24 02:00 | 0 | 0 | 0.93253
2023-07-24 03:00 | 0 | 0 | 0.95065
2023-07-24 04:00 | 0 | 0 | 0.95298
2023-07-24 05:00 | 0 | 0 | 0.96598
2023-07-24 06:00 | 0 | 0.038355 | 0.9655
2023-07-24 07:00 | 0.085363 | 0.35569 | 0.9727
2023-07-24 08:00 | 0.71078 | 0.70068 | 0.92788
2023-07-24 09:00 | 0.86215 | 0.75986 | 0.78383
2023-07-24 10:00 | 0.92546 | 0.75367 | 0.65048
2023-07-24 11:00 | 0.95514 | 0.74676 | 0.55385
2023-07-24 12:00 | 0.95493 | 0.74555 | 0.42273
2023-07-24 13:00 | 0.93105 | 0.74459 | 0.33423
2023-07-24 14:00 | 0.87847 | 0.73839 | 0.30348
2023-07-24 15:00 | 0.75486 | 0.61189 | 0.2977
2023-07-24 16:00 | 0 | 0.22641 | 0.3007
2023-07-24 17:00 | 0 | 0 | 0.31838
2023-07-24 18:00 | 0 | 0 | 0.38613
2023-07-24 19:00 | 0 | 0 | 0.57082
2023-07-24 20:00 | 0 | 0 | 0.69478
2023-07-24 21:00 | 0 | 0 | 0.81083
2023-07-24 22:00 | 0 | 0 | 0.8871
2023-07-24 23:00 | 0 | 0 | 0.92582
2023-07-25 | 0 | 0 | 0.94138
2023-07-25 01:00 | 0 | 0 | 0.93923
2023-07-25 02:00 | 0 | 0 | 0.92957
2023-07-25 03:00 | 0 | 0 | 0.91537
2023-07-25 04:00 | 0 | 0 | 0.87825
2023-07-25 05:00 | 0 | 0 | 0.86865
2023-07-25 06:00 | 0 | 0.043145 | 0.84463
2023-07-25 07:00 | 0.10221 | 0.39722 | 0.8275
2023-07-25 08:00 | 0.71587 | 0.74815 | 0.77323
2023-07-25 09:00 | 0.86363 | 0.7558 | 0.56835
2023-07-25 10:00 | 0.92304 | 0.74644 | 0.23712
2023-07-25 11:00 | 0.95448 | 0.73433 | 0.16173
2023-07-25 12:00 | 0.95416 | 0.73141 | 0.085333
2023-07-25 13:00 | 0.93068 | 0.72995 | 0.034883
2023-07-25 14:00 | 0.87783 | 0.7229 | 0.0067
2023-07-25 15:00 | 0.75473 | 0.60385 | 0
2023-07-25 16:00 | 0 | 0.2258 | 0
2023-07-25 17:00 | 0 | 0 | 0
2023-07-25 18:00 | 0 | 0 | 0
2023-07-25 19:00 | 0 | 0 | 0.026267
2023-07-25 20:00 | 0 | 0 | 0.071867
2023-07-25 21:00 | 0 | 0 | 0.14352
2023-07-25 22:00 | 0 | 0 | 0.22138
2023-07-25 23:00 | 0 | 0 | 0.24272
2023-07-26 | 0 | 0 | 0.24115
2023-07-26 01:00 | 0 | 0 | 0.2179
2023-07-26 02:00 | 0 | 0 | 0.1955
2023-07-26 03:00 | 0 | 0 | 0.15738
2023-07-26 04:00 | 0 | 0 | 0.14717
2023-07-26 05:00 | 0 | 0 | 0.13055
2023-07-26 06:00 | 0 | 0.044469 | 0.090167
2023-07-26 07:00 | 0.12702 | 0.39412 | 0.049317
2023-07-26 08:00 | 0.72719 | 0.73536 | 0.033233
2023-07-26 09:00 | 0.87751 | 0.73009 | 0
2023-07-26 10:00 | 0.93651 | 0.71902 | 0
2023-07-26 11:00 | 0.95422 | 0.71453 | 0
2023-07-26 12:00 | 0.95436 | 0.71232 | 0.028133
2023-07-26 13:00 | 0.94281 | 0.70865 | 0.14928
2023-07-26 14:00 | 0.88981 | 0.69818 | 0.22908
2023-07-26 15:00 | 0.76832 | 0.57308 | 0.28337
2023-07-26 16:00 | 0 | 0.21027 | 0.31222
2023-07-26 17:00 | 0 | 0 | 0.374
2023-07-26 18:00 | 0 | 0 | 0.48945
2023-07-26 19:00 | 0 | 0 | 0.70943
2023-07-26 20:00 | 0 | 0 | 0.8753
2023-07-26 21:00 | 0 | 0 | 0.96573
2023-07-26 22:00 | 0 | 0 | 0.99193
2023-07-26 23:00 | 0 | 0 | 0.99768
2023-07-27 | 0 | 0 | 0.99953
2023-07-27 01:00 | 0 | 0 | 0.99978
2023-07-27 02:00 | 0 | 0 | 0.99988
2023-07-27 03:00 | 0 | 0 | 0.99993
2023-07-27 04:00 | 0 | 0 | 0.99977
2023-07-27 05:00 | 0 | 0 | 0.99888
2023-07-27 06:00 | 0 | 0.041955 | 0.998
2023-07-27 07:00 | 0.11718 | 0.37607 | 0.99863
2023-07-27 08:00 | 0.7222 | 0.72197 | 0.99758
2023-07-27 09:00 | 0.87132 | 0.75292 | 0.98747
2023-07-27 10:00 | 0.93456 | 0.74744 | 0.96082
2023-07-27 11:00 | 0.95453 | 0.74256 | 0.89093
2023-07-27 12:00 | 0.95465 | 0.74245 | 0.7892
2023-07-27 13:00 | 0.93845 | 0.74156 | 0.68218
2023-07-27 14:00 | 0.88441 | 0.72664 | 0.63257
2023-07-27 15:00 | 0.76255 | 0.59911 | 0.64152
2023-07-27 16:00 | 0 | 0.21902 | 0.654
2023-07-27 17:00 | 0 | 0 | 0.70267
2023-07-27 18:00 | 0 | 0 | 0.71555
2023-07-27 19:00 | 0 | 0 | 0.7768
2023-07-27 20:00 | 0 | 0 | 0.85627
2023-07-27 21:00 | 0 | 0 | 0.9247
2023-07-27 22:00 | 0 | 0 | 0.97267
2023-07-27 23:00 | 0 | 0 | 0.9922
2023-07-28 | 0 | 0 | 0.99715
2023-07-28 01:00 | 0 | 0 | 0.99738
2023-07-28 02:00 | 0 | 0 | 0.99522
2023-07-28 03:00 | 0 | 0 | 0.99652
2023-07-28 04:00 | 0 | 0 | 0.99747
2023-07-28 05:00 | 0 | 0 | 0.99835
2023-07-28 06:00 | 0 | 0.043992 | 0.99883
2023-07-28 07:00 | 0.11484 | 0.38212 | 0.99968
2023-07-28 08:00 | 0.70204 | 0.72999 | 0.99868
2023-07-28 09:00 | 0.84921 | 0.76033 | 0.98605
2023-07-28 10:00 | 0.91328 | 0.75759 | 0.9884
2023-07-28 11:00 | 0.94146 | 0.75235 | 0.97043
2023-07-28 12:00 | 0.94396 | 0.75132 | 0.91437
2023-07-28 13:00 | 0.91893 | 0.74769 | 0.80055
2023-07-28 14:00 | 0.86499 | 0.74099 | 0.65722
2023-07-28 15:00 | 0.74333 | 0.61346 | 0.61548
2023-07-28 16:00 | 0.28259 | 0.22843 | 0.6134
2023-07-28 17:00 | 0 | 0 | 0.64358
2023-07-28 18:00 | 0 | 0 | 0.70052
2023-07-28 19:00 | 0 | 0 | 0.80938
2023-07-28 20:00 | 0 | 0 | 0.8927
2023-07-28 21:00 | 0 | 0 | 0.94377
2023-07-28 22:00 | 0 | 0 | 0.96963
2023-07-28 23:00 | 0 | 0 | 0.98555
2023-07-29 | 0 | 0 | 0.99153
2023-07-29 01:00 | 0 | 0 | 0.99765
2023-07-29 02:00 | 0 | 0 | 0.99927
2023-07-29 03:00 | 0 | 0 | 0.99975
2023-07-29 04:00 | 0 | 0 | 0.99983
2023-07-29 05:00 | 0 | 0 | 0.99993
2023-07-29 06:00 | 0 | 0.05464 | 0.99998
2023-07-29 07:00 | 0.10101 | 0.39601 | 1
2023-07-29 08:00 | 0.68183 | 0.74701 | 0.99987
2023-07-29 09:00 | 0.82692 | 0.75666 | 0.99595
2023-07-29 10:00 | 0.89189 | 0.74676 | 0.98063
2023-07-29 11:00 | 0.92008 | 0.74316 | 0.92972
2023-07-29 12:00 | 0.92264 | 0.74188 | 0.8677
2023-07-29 13:00 | 0.90059 | 0.74095 | 0.81303
2023-07-29 14:00 | 0.84749 | 0.72703 | 0.7035
2023-07-29 15:00 | 0.72607 | 0.5995 | 0.62122
2023-07-29 16:00 | 0.45366 | 0.22275 | 0.61297
2023-07-29 17:00 | 0 | 0.0029278 | 0.65978
2023-07-29 18:00 | 0 | 0 | 0.70988
2023-07-29 19:00 | 0 | 0 | 0.81752
2023-07-29 20:00 | 0 | 0 | 0.92313
2023-07-29 21:00 | 0 | 0 | 0.96253
2023-07-29 22:00 | 0 | 0 | 0.9856
2023-07-29 23:00 | 0 | 0 | 0.99463
2023-07-30 | 0 | 0 | 0.99757
2023-07-30 01:00 | 0 | 0 | 0.99792
2023-07-30 02:00 | 0 | 0 | 0.99812
2023-07-30 03:00 | 0 | 0 | 0.99847
2023-07-30 04:00 | 0 | 0 | 0.99788
2023-07-30 05:00 | 0 | 0 | 0.99742
2023-07-30 06:00 | 0 | 0.055217 | 0.99673
2023-07-30 07:00 | 0.072118 | 0.38885 | 0.99698
2023-07-30 08:00 | 0.67321 | 0.73337 | 0.99335
2023-07-30 09:00 | 0.81861 | 0.76546 | 0.95167
2023-07-30 10:00 | 0.88343 | 0.75577 | 0.91068
2023-07-30 11:00 | 0.91618 | 0.74729 | 0.84247
2023-07-30 12:00 | 0.92038 | 0.75046 | 0.74888
2023-07-30 13:00 | 0.89497 | 0.74754 | 0.61495
2023-07-30 14:00 | 0.83755 | 0.73946 | 0.5026
2023-07-30 15:00 | 0.71693 | 0.61578 | 0.50245
2023-07-30 16:00 | 0.44906 | 0.23036 | 0.54667
2023-07-30 17:00 | 0 | 0.0030235 | 0.62417
2023-07-30 18:00 | 0 | 0 | 0.70143
2023-07-30 19:00 | 0 | 0 | 0.78955
2023-07-30 20:00 | 0 | 0 | 0.91828
2023-07-30 21:00 | 0 | 0 | 0.97418
2023-07-30 22:00 | 0 | 0 | 0.99375
2023-07-30 23:00 | 0 | 0 | 0.99783
2023-07-31 | 0 | 0 | 0.9986
2023-07-31 01:00 | 0 | 0 | 0.99862
2023-07-31 02:00 | 0 | 0 | 0.99927
2023-07-31 03:00 | 0 | 0 | 0.9991
2023-07-31 04:00 | 0 | 0 | 0.9993
2023-07-31 05:00 | 0 | 0 | 0.99972
2023-07-31 06:00 | 0 | 0.058412 | 0.99973
2023-07-31 07:00 | 0.070867 | 0.39858 | 0.99977
2023-07-31 08:00 | 0.67339 | 0.74761 | 0.99808
2023-07-31 09:00 | 0.81207 | 0.77304 | 0.9794
2023-07-31 10:00 | 0.86912 | 0.76887 | 0.97703
2023-07-31 11:00 | 0.82638 | 0.76378 | 0.96563
2023-07-31 12:00 | 0.88039 | 0.76147 | 0.94273
2023-07-31 13:00 | 0.88938 | 0.7583 | 0.80648
2023-07-31 14:00 | 0.81504 | 0.74996 | 0.66343
2023-07-31 15:00 | 0.69336 | 0.63558 | 0.597
2023-07-31 16:00 | 0.42095 | 0.24387 | 0.60712
2023-07-31 17:00 | 0 | 0 | 0.67433
2023-07-31 18:00 | 0 | 0 | 0.7104
2023-07-31 19:00 | 0 | 0 | 0.78353
2023-07-31 20:00 | 0 | 0 | 0.85203
2023-07-31 21:00 | 0 | 0 | 0.92037
2023-07-31 22:00 | 0 | 0 | 0.95037
2023-07-31 23:00 | 0 | 0 | 0.95955
2023-08-01 | 0 | 0 | 0.96627
2023-08-01 01:00 | 0 | 0 | 0.97223
2023-08-01 02:00 | 0 | 0 | 0.98808
2023-08-01 03:00 | 0 | 0 | 0.99365
2023-08-01 04:00 | 0 | 0 | 0.99705
2023-08-01 05:00 | 0 | 0 | 0.99757
2023-08-01 06:00 | 0 | 0.060374 | 0.9977
2023-08-01 07:00 | 0.17206 | 0.41503 | 0.99743
2023-08-01 08:00 | 0.73387 | 0.76026 | 0.99125
2023-08-01 09:00 | 0.87334 | 0.77194 | 0.9578
2023-08-01 10:00 | 0.93505 | 0.76346 | 0.82347
2023-08-01 11:00 | 0.95556 | 0.76079 | 0.83298
2023-08-01 12:00 | 0.9557 | 0.7594 | 0.83637
2023-08-01 13:00 | 0.94002 | 0.75442 | 0.68108
2023-08-01 14:00 | 0.88864 | 0.74537 | 0.55735
2023-08-01 15:00 | 0.77218 | 0.62276 | 0.50903
2023-08-01 16:00 | 0 | 0.23704 | 0.50733
2023-08-01 17:00 | 0 | 0.0038266 | 0.5242
2023-08-01 18:00 | 0 | 0 | 0.5162
2023-08-01 19:00 | 0 | 0 | 0.55527
2023-08-01 20:00 | 0 | 0 | 0.6489
2023-08-01 21:00 | 0 | 0 | 0.74327
2023-08-01 22:00 | 0 | 0 | 0.8229
2023-08-01 23:00 | 0 | 0 | 0.87747
2023-08-02 | 0 | 0 | 0.9004
2023-08-02 01:00 | 0 | 0 | 0.92197
2023-08-02 02:00 | 0 | 0 | 0.94475
2023-08-02 03:00 | 0 | 0 | 0.96255
2023-08-02 04:00 | 0 | 0 | 0.9765
2023-08-02 05:00 | 0 | 0 | 0.98963
2023-08-02 06:00 | 0 | 0.060716 | 0.9931
2023-08-02 07:00 | 0.17512 | 0.40427 | 0.99728
2023-08-02 08:00 | 0.73598 | 0.74355 | 0.98388
2023-08-02 09:00 | 0.87369 | 0.76727 | 0.91488
2023-08-02 10:00 | 0.93341 | 0.76396 | 0.75952
2023-08-02 11:00 | 0.95582 | 0.75951 | 0.83828
2023-08-02 12:00 | 0.95519 | 0.76001 | 0.7384
2023-08-02 13:00 | 0.93872 | 0.75702 | 0.52282
2023-08-02 14:00 | 0.88848 | 0.75043 | 0.33127
2023-08-02 15:00 | 0.77481 | 0.63066 | 0.22787
2023-08-02 16:00 | 0 | 0.24251 | 0.20233
2023-08-02 17:00 | 0 | 0.0039103 | 0.26758
2023-08-02 18:00 | 0 | 0 | 0.39967
2023-08-02 19:00 | 0 | 0 | 0.56118
2023-08-02 20:00 | 0 | 0 | 0.6517
2023-08-02 21:00 | 0 | 0 | 0.73585
2023-08-02 22:00 | 0 | 0 | 0.80107
2023-08-02 23:00 | 0 | 0 | 0.85168
2023-08-03 | 0 | 0 | 0.90148
2023-08-03 01:00 | 0 | 0 | 0.92475
2023-08-03 02:00 | 0 | 0 | 0.95048
2023-08-03 03:00 | 0 | 0 | 0.96425
2023-08-03 04:00 | 0 | 0 | 0.96883
2023-08-03 05:00 | 0 | 0 | 0.97278
2023-08-03 06:00 | 0 | 0.063974 | 0.97023
2023-08-03 07:00 | 0.17874 | 0.412 | 0.97275
2023-08-03 08:00 | 0.73711 | 0.75231 | 0.96363
2023-08-03 09:00 | 0.86996 | 0.76645 | 0.86
2023-08-03 10:00 | 0.92663 | 0.76222 | 0.64798
2023-08-03 11:00 | 0.95446 | 0.75217 | 0.81675
2023-08-03 12:00 | 0.95512 | 0.75741 | 0.6212
2023-08-03 13:00 | 0.93471 | 0.75677 | 0.41733
2023-08-03 14:00 | 0.88597 | 0.74825 | 0.30057
2023-08-03 15:00 | 0.77291 | 0.6313 | 0.25948
2023-08-03 16:00 | 0 | 0.24425 | 0.26423
2023-08-03 17:00 | 0 | 0.0040089 | 0.32333
2023-08-03 18:00 | 0 | 0 | 0.39913
2023-08-03 19:00 | 0 | 0 | 0.4879
2023-08-03 20:00 | 0 | 0 | 0.59942
2023-08-03 21:00 | 0 | 0 | 0.7621
2023-08-03 22:00 | 0 | 0 | 0.87758
2023-08-03 23:00 | 0 | 0 | 0.91397
2023-08-04 | 0 | 0 | 0.9024
2023-08-04 01:00 | 0 | 0 | 0.87072
2023-08-04 02:00 | 0 | 0 | 0.85257
2023-08-04 03:00 | 0 | 0 | 0.85608
2023-08-04 04:00 | 0 | 0 | 0.87463
2023-08-04 05:00 | 0 | 0 | 0.8768
2023-08-04 06:00 | 0 | 0.065944 | 0.85865
2023-08-04 07:00 | 0.16949 | 0.41813 | 0.8671
2023-08-04 08:00 | 0.72307 | 0.75577 | 0.88037
2023-08-04 09:00 | 0.85485 | 0.77229 | 0.77605
2023-08-04 10:00 | 0.91206 | 0.76567 | 0.48875
2023-08-04 11:00 | 0.94138 | 0.76154 | 0.57697
2023-08-04 12:00 | 0.94407 | 0.76108 | 0.41647
2023-08-04 13:00 | 0.9194 | 0.75954 | 0.23883
2023-08-04 14:00 | 0.87107 | 0.7484 | 0.17758
2023-08-04 15:00 | 0.75857 | 0.6412 | 0.19838
2023-08-04 16:00 | 0.25529 | 0.25134 | 0.28623
2023-08-04 17:00 | 0 | 0.0046047 | 0.41055
2023-08-04 18:00 | 0 | 0 | 0.5528
2023-08-04 19:00 | 0 | 0 | 0.74272
2023-08-04 20:00 | 0 | 0 | 0.86333
2023-08-04 21:00 | 0 | 0 | 0.92658
2023-08-04 22:00 | 0 | 0 | 0.95398
2023-08-04 23:00 | 0 | 0 | 0.96782
2023-08-05 | 0 | 0 | 0.97352
2023-08-05 01:00 | 0 | 0 | 0.9645
2023-08-05 02:00 | 0 | 0 | 0.94607
2023-08-05 03:00 | 0 | 0 | 0.9349
2023-08-05 04:00 | 0 | 0 | 0.95708
2023-08-05 05:00 | 0 | 0 | 0.97233
2023-08-05 06:00 | 0 | 0.056788 | 0.9805
2023-08-05 07:00 | 0.18068 | 0.43027 | 0.97753
2023-08-05 08:00 | 0.73572 | 0.76649 | 0.9472
2023-08-05 09:00 | 0.86672 | 0.77959 | 0.82663
2023-08-05 10:00 | 0.92432 | 0.77329 | 0.50397
2023-08-05 11:00 | 0.95325 | 0.76781 | 0.39333
2023-08-05 12:00 | 0.95563 | 0.76859 | 0.29562
2023-08-05 13:00 | 0.93337 | 0.76699 | 0.193
2023-08-05 14:00 | 0.88412 | 0.75566 | 0.1671
2023-08-05 15:00 | 0.77235 | 0.64733 | 0.19733
2023-08-05 16:00 | 0 | 0.25913 | 0.25245
2023-08-05 17:00 | 0 | 0.0063878 | 0.3138
2023-08-05 18:00 | 0 | 0 | 0.36718
2023-08-05 19:00 | 0 | 0 | 0.49407
2023-08-05 20:00 | 0 | 0 | 0.62443
2023-08-05 21:00 | 0 | 0 | 0.74908
2023-08-05 22:00 | 0 | 0 | 0.82847
2023-08-05 23:00 | 0 | 0 | 0.88075
2023-08-06 | 0 | 0 | 0.88123
2023-08-06 01:00 | 0 | 0 | 0.88725
2023-08-06 02:00 | 0 | 0 | 0.87908
2023-08-06 03:00 | 0 | 0 | 0.85022
2023-08-06 04:00 | 0 | 0 | 0.84763
2023-08-06 05:00 | 0 | 0 | 0.84052
2023-08-06 06:00 | 0 | 0.059861 | 0.80537
2023-08-06 07:00 | 0.17391 | 0.4396 | 0.76833
2023-08-06 08:00 | 0.72352 | 0.76019 | 0.68548
2023-08-06 09:00 | 0.85259 | 0.76866 | 0.53408
2023-08-06 10:00 | 0.91017 | 0.76595 | 0.28678
2023-08-06 11:00 | 0.93741 | 0.76036 | 0.28823
2023-08-06 12:00 | 0.94263 | 0.76193 | 0.29082
2023-08-06 13:00 | 0.91863 | 0.75969 | 0.1586
2023-08-06 14:00 | 0.87068 | 0.74473 | 0.068033
2023-08-06 15:00 | 0.76117 | 0.64017 | 0.021417
2023-08-06 16:00 | 0.24711 | 0.25209 | 0.0055167
2023-08-06 17:00 | 0 | 0.0064298 | 0.0036333
2023-08-06 18:00 | 0 | 0 | 0.0097167
2023-08-06 19:00 | 0 | 0 | 0.052483
2023-08-06 20:00 | 0 | 0 | 0.086667
2023-08-06 21:00 | 0 | 0 | 0.14062
2023-08-06 22:00 | 0 | 0 | 0.2144
2023-08-06 23:00 | 0 | 0 | 0.2855
2023-08-07 | 0 | 0 | 0.37172
2023-08-07 01:00 | 0 | 0 | 0.44537
2023-08-07 02:00 | 0 | 0 | 0.50707
2023-08-07 03:00 | 0 | 0 | 0.5434
2023-08-07 04:00 | 0 | 0 | 0.56932
2023-08-07 05:00 | 0 | 0 | 0.57498
2023-08-07 06:00 | 0 | 0.061011 | 0.52993
2023-08-07 07:00 | 0.16248 | 0.42959 | 0.49892
2023-08-07 08:00 | 0.70615 | 0.75591 | 0.41512
2023-08-07 09:00 | 0.83277 | 0.77009 | 0.33937
2023-08-07 10:00 | 0.88972 | 0.76389 | 0.15432
2023-08-07 11:00 | 0.91932 | 0.7604 | 0.21913
2023-08-07 12:00 | 0.9247 | 0.75962 | 0.19037
2023-08-07 13:00 | 0.90061 | 0.7573 | 0.17567
2023-08-07 14:00 | 0.85018 | 0.74822 | 0.18652
2023-08-07 15:00 | 0.74218 | 0.64947 | 0.19472
2023-08-07 16:00 | 0.2984 | 0.25946 | 0.18847
2023-08-07 17:00 | 0 | 0.0071239 | 0.17057
2023-08-07 18:00 | 0 | 0 | 0.15225
2023-08-07 19:00 | 0 | 0 | 0.15472
2023-08-07 20:00 | 0 | 0 | 0.15192
2023-08-07 21:00 | 0 | 0 | 0.20848
2023-08-07 22:00 | 0 | 0 | 0.27507
2023-08-07 23:00 | 0 | 0 | 0.38272
2023-08-08 | 0 | 0 | 0.45657
2023-08-08 01:00 | 0 | 0 | 0.55803
2023-08-08 02:00 | 0 | 0 | 0.67647
2023-08-08 03:00 | 0 | 0 | 0.73883
2023-08-08 04:00 | 0 | 0 | 0.78902
2023-08-08 05:00 | 0 | 0 | 0.79655
2023-08-08 06:00 | 0 | 0.06224 | 0.80005
2023-08-08 07:00 | 0 | 0.44234 | 0.78307
2023-08-08 08:00 | 0.6225 | 0.76026 | 0.66072
2023-08-08 09:00 | 0.8246 | 0.7693 | 0.4802
2023-08-08 10:00 | 0.58601 | 0.76417 | 0.21885
2023-08-08 11:00 | 0.72464 | 0.76165 | 0.23892
2023-08-08 12:00 | 0.91819 | 0.76225 | 0.12718
2023-08-08 13:00 | 0.89297 | 0.76108 | 0.0663
2023-08-08 14:00 | 0.84274 | 0.74729 | 0.031867
2023-08-08 15:00 | 0.73419 | 0.64363 | 0.017267
2023-08-08 16:00 | 0.36376 | 0.25606 | 0.01685
2023-08-08 17:00 | 0 | 0.007312 | 0.02575
2023-08-08 18:00 | 0 | 0 | 0.042433
2023-08-08 19:00 | 0 | 0 | 0.10953
2023-08-08 20:00 | 0 | 0 | 0.17597
2023-08-08 21:00 | 0 | 0 | 0.25157
2023-08-08 22:00 | 0 | 0 | 0.39078
2023-08-08 23:00 | 0 | 0 | 0.55212
2023-08-09 | 0 | 0 | 0.65247
2023-08-09 01:00 | 0 | 0 | 0.6908
2023-08-09 02:00 | 0 | 0 | 0.70353
2023-08-09 03:00 | 0 | 0 | 0.69607
2023-08-09 04:00 | 0 | 0 | 0.68415
2023-08-09 05:00 | 0 | 0 | 0.61918
2023-08-09 06:00 | 0 | 0.064113 | 0.54543
2023-08-09 07:00 | 0 | 0.4401 | 0.48933
2023-08-09 08:00 | 0 | 0.76136 | 0.44047
2023-08-09 09:00 | 0.027422 | 0.78248 | 0.31717
2023-08-09 10:00 | 0.78313 | 0.77578 | 0.15987
2023-08-09 11:00 | 0.78657 | 0.77123 | 0.13312
2023-08-09 12:00 | 0.84116 | 0.77162 | 0.020717
2023-08-09 13:00 | 0.71669 | 0.77151 | 0
2023-08-09 14:00 | 0.46282 | 0.76008 | 0
2023-08-09 15:00 | 0.2364 | 0.65605 | 0
2023-08-09 16:00 | 0.34695 | 0.26844 | 0
2023-08-09 17:00 | 0 | 0.0080338 | 0
2023-08-09 18:00 | 0 | 0 | 0
2023-08-09 19:00 | 0 | 0 | 0
2023-08-09 20:00 | 0 | 0 | 0.05305
2023-08-09 21:00 | 0 | 0 | 0.16597
2023-08-09 22:00 | 0 | 0 | 0.32785
2023-08-09 23:00 | 0 | 0 | 0.53418
2023-08-10 | 0 | 0 | 0.7059
2023-08-10 01:00 | 0 | 0 | 0.71417
2023-08-10 02:00 | 0 | 0 | 0.67545
2023-08-10 03:00 | 0 | 0 | 0.6311
2023-08-10 04:00 | 0 | 0 | 0.58415
2023-08-10 05:00 | 0 | 0 | 0.53695
2023-08-10 06:00 | 0 | 0.067546 | 0.4479
2023-08-10 07:00 | 0 | 0.45762 | 0.35145
2023-08-10 08:00 | 0 | 0.76706 | 0.20492
2023-08-10 09:00 | 0 | 0.78234 | 0.10843
2023-08-10 10:00 | 0 | 0.77817 | 0.0156
2023-08-10 11:00 | 0 | 0.77454 | 0.025633
2023-08-10 12:00 | 0 | 0.77311 | 0.060617
2023-08-10 13:00 | 0.14688 | 0.77005 | 0.048133
2023-08-10 14:00 | 0 | 0.75915 | 0.018767
2023-08-10 15:00 | 0.39898 | 0.65602 | 0
2023-08-10 16:00 | 0.51062 | 0.27002 | 0
2023-08-10 17:00 | 0 | 0.0084569 | 0
2023-08-10 18:00 | 0 | 0 | 0
2023-08-10 19:00 | 0 | 0 | 0
2023-08-10 20:00 | 0 | 0 | 0
2023-08-10 21:00 | 0 | 0 | 0
2023-08-10 22:00 | 0 | 0 | 0
2023-08-10 23:00 | 0 | 0 | 0
2023-08-11 | 0 | 0 | 0
2023-08-11 01:00 | 0 | 0 | 0
2023-08-11 02:00 | 0 | 0 | 0
2023-08-11 03:00 | 0 | 0 | 0.03135
2023-08-11 04:00 | 0 | 0 | 0.0857
2023-08-11 05:00 | 0 | 0 | 0.14087
2023-08-11 06:00 | 0 | 0.070566 | 0.22592
2023-08-11 07:00 | 0.22058 | 0.46136 | 0.33488
2023-08-11 08:00 | 0.76649 | 0.76738 | 0.42983
2023-08-11 09:00 | 0.89128 | 0.77194 | 0.41813
2023-08-11 10:00 | 0.94779 | 0.76595 | 0.2631
2023-08-11 11:00 | 0.95901 | 0.76343 | 0.34278
2023-08-11 12:00 | 0.95918 | 0.76261 | 0.23033
2023-08-11 13:00 | 0.95529 | 0.75965 | 0.14845
2023-08-11 14:00 | 0.90569 | 0.74316 | 0.098117
2023-08-11 15:00 | 0.79773 | 0.64274 | 0.059833
2023-08-11 16:00 | 0 | 0.26125 | 0.031317
2023-08-11 17:00 | 0 | 0.0081339 | 0.0138
2023-08-11 18:00 | 0 | 0 | 0.010517
2023-08-11 19:00 | 0 | 0 | 0.0276
2023-08-11 20:00 | 0 | 0 | 0.083133
2023-08-11 21:00 | 0 | 0 | 0.19058
2023-08-11 22:00 | 0 | 0 | 0.36422
2023-08-11 23:00 | 0 | 0 | 0.4933
2023-08-12 | 0 | 0 | 0.50243
2023-08-12 01:00 | 0 | 0 | 0.44683
2023-08-12 02:00 | 0 | 0 | 0.38305
2023-08-12 03:00 | 0 | 0 | 0.36495
2023-08-12 04:00 | 0 | 0 | 0.39715
2023-08-12 05:00 | 0 | 0 | 0.46723
2023-08-12 06:00 | 0 | 0.070499 | 0.55687
2023-08-12 07:00 | 0.22507 | 0.45139 | 0.63105
2023-08-12 08:00 | 0.76744 | 0.76086 | 0.62095
2023-08-12 09:00 | 0.88974 | 0.76375 | 0.51138
2023-08-12 10:00 | 0.94431 | 0.75865 | 0.30837
2023-08-12 11:00 | 0.95556 | 0.75239 | 0.41575
2023-08-12 12:00 | 0.95573 | 0.75541 | 0.2962
2023-08-12 13:00 | 0.95234 | 0.75356 | 0.18687
2023-08-12 14:00 | 0.90361 | 0.74085 | 0.096333
2023-08-12 15:00 | 0.79593 | 0.63625 | 0.037567
2023-08-12 16:00 | 0 | 0.25811 | 0.0078167
2023-08-12 17:00 | 0 | 0.0085353 | 0
2023-08-12 18:00 | 0 | 0 | 0
2023-08-12 19:00 | 0 | 0 | 0
2023-08-12 20:00 | 0 | 0 | 0.0094
2023-08-12 21:00 | 0 | 0 | 0.03025
2023-08-12 22:00 | 0 | 0 | 0.1201
2023-08-12 23:00 | 0 | 0 | 0.25172
2023-08-13 | 0 | 0 | 0.327
2023-08-13 01:00 | 0 | 0 | 0.34935
2023-08-13 02:00 | 0 | 0 | 0.36955
2023-08-13 03:00 | 0 | 0 | 0.3497
2023-08-13 04:00 | 0 | 0 | 0.33598
2023-08-13 05:00 | 0 | 0 | 0.33048
2023-08-13 06:00 | 0 | 0.070912 | 0.29717
2023-08-13 07:00 | 0.22176 | 0.44687 | 0.2554
2023-08-13 08:00 | 0.76148 | 0.74961 | 0.2193
2023-08-13 09:00 | 0.88356 | 0.76599 | 0.16187
2023-08-13 10:00 | 0.93956 | 0.75887 | 0.082483
2023-08-13 11:00 | 0.95527 | 0.7568 | 0.11703
2023-08-13 12:00 | 0.95545 | 0.75328 | 0.095483
2023-08-13 13:00 | 0.94815 | 0.74623 | 0.069017
2023-08-13 14:00 | 0.90039 | 0.73519 | 0.06085
2023-08-13 15:00 | 0.79334 | 0.63098 | 0.055433
2023-08-13 16:00 | 0 | 0.2574 | 0.0434
2023-08-13 17:00 | 0 | 0.0087051 | 0.023433
2023-08-13 18:00 | 0 | 0 | 0.00675
2023-08-13 19:00 | 0 | 0 | 0.00095
2023-08-13 20:00 | 0 | 0 | 0
2023-08-13 21:00 | 0 | 0 | 0.025717
2023-08-13 22:00 | 0 | 0 | 0.10247
2023-08-13 23:00 | 0 | 0 | 0.15488
2023-08-14 | 0 | 0 | 0.14368
2023-08-14 01:00 | 0 | 0 | 0.11242
2023-08-14 02:00 | 0 | 0 | 0.092717
2023-08-14 03:00 | 0 | 0 | 0.070767
2023-08-14 04:00 | 0 | 0 | 0.057633
2023-08-14 05:00 | 0 | 0 | 0.04445
2023-08-14 06:00 | 0 | 0.071802 | 0.0398
2023-08-14 07:00 | 0.20093 | 0.4459 | 0.037317
2023-08-14 08:00 | 0.74105 | 0.74138 | 0.042483
2023-08-14 09:00 | 0.86476 | 0.76346 | 0.03355
2023-08-14 10:00 | 0.92219 | 0.76271 | 0
2023-08-14 11:00 | 0.95072 | 0.75702 | 0.0252
2023-08-14 12:00 | 0.95569 | 0.75848 | 0.04145
2023-08-14 13:00 | 0.9297 | 0.75516 | 0.03855
2023-08-14 14:00 | 0.87909 | 0.74249 | 0.036933
2023-08-14 15:00 | 0.77146 | 0.63996 | 0.0423
2023-08-14 16:00 | 0 | 0.26419 | 0.041333
2023-08-14 17:00 | 0 | 0.0094964 | 0.04415
2023-08-14 18:00 | 0 | 0 | 0.080183
2023-08-14 19:00 | 0 | 0 | 0.25008
2023-08-14 20:00 | 0 | 0 | 0.41152
2023-08-14 21:00 | 0 | 0 | 0.53478
2023-08-14 22:00 | 0 | 0 | 0.54768
2023-08-14 23:00 | 0 | 0 | 0.49482
2023-08-15 | 0 | 0 | 0.4097
2023-08-15 01:00 | 0 | 0 | 0.36628
2023-08-15 02:00 | 0 | 0 | 0.29643
2023-08-15 03:00 | 0 | 0 | 0.2297
2023-08-15 04:00 | 0 | 0 | 0.16697
2023-08-15 05:00 | 0 | 0 | 0.10052
2023-08-15 06:00 | 0 | 0.07666 | 0.0686
2023-08-15 07:00 | 0.16881 | 0.45353 | 0.08585
2023-08-15 08:00 | 0.696 | 0.74715 | 0.0633
2023-08-15 09:00 | 0.81468 | 0.76528 | 0.12672
2023-08-15 10:00 | 0.87421 | 0.76115 | 0.22183
2023-08-15 11:00 | 0.90638 | 0.76068 | 0.34267
2023-08-15 12:00 | 0.69595 | 0.75919 | 0.32113
2023-08-15 13:00 | 0.87341 | 0.75192 | 0.3696
2023-08-15 14:00 | 0.71344 | 0.738 | 0.33943
2023-08-15 15:00 | 0.52765 | 0.63565 | 0.30005
2023-08-15 16:00 | 0 | 0.25959 | 0.26077
2023-08-15 17:00 | 0 | 0.0097959 | 0.26777
2023-08-15 18:00 | 0 | 0 | 0.33675
2023-08-15 19:00 | 0 | 0 | 0.51962
2023-08-15 20:00 | 0 | 0 | 0.6792
2023-08-15 21:00 | 0 | 0 | 0.79642
2023-08-15 22:00 | 0 | 0 | 0.81413
2023-08-15 23:00 | 0 | 0 | 0.77427
2023-08-16 | 0 | 0 | 0.68003
2023-08-16 01:00 | 0 | 0 | 0.60023
2023-08-16 02:00 | 0 | 0 | 0.50827
2023-08-16 03:00 | 0 | 0 | 0.41255
2023-08-16 04:00 | 0 | 0 | 0.34727
2023-08-16 05:00 | 0 | 0 | 0.28645
2023-08-16 06:00 | 0 | 0.080164 | 0.20152
2023-08-16 07:00 | 0 | 0.45321 | 0.1245
2023-08-16 08:00 | 0.31542 | 0.74031 | 0.043217
2023-08-16 09:00 | 0.79116 | 0.76496 | 0.0181
2023-08-16 10:00 | 0.88822 | 0.76663 | 0
2023-08-16 11:00 | 0.89514 | 0.76581 | 0
2023-08-16 12:00 | 0.84431 | 0.76563 | 0.021083
2023-08-16 13:00 | 0.76633 | 0.75698 | 0.051033
2023-08-16 14:00 | 0.62619 | 0.74754 | 0.044583
2023-08-16 15:00 | 0 | 0.64726 | 0.03
2023-08-16 16:00 | 0 | 0.26709 | 0.019033
2023-08-16 17:00 | 0 | 0.010235 | 0.0062667
2023-08-16 18:00 | 0 | 0 | 0
2023-08-16 19:00 | 0 | 0 | 0.00365
2023-08-16 20:00 | 0 | 0 | 0
2023-08-16 21:00 | 0 | 0 | 0
2023-08-16 22:00 | 0 | 0 | 0
2023-08-16 23:00 | 0 | 0 | 0.031283
2023-08-17 | 0 | 0 | 0.062083
2023-08-17 01:00 | 0 | 0 | 0.1095
2023-08-17 02:00 | 0 | 0 | 0.1432
2023-08-17 03:00 | 0 | 0 | 0.17797
2023-08-17 04:00 | 0 | 0 | 0.16425
2023-08-17 05:00 | 0 | 0 | 0.16695
2023-08-17 06:00 | 0 | 0.084266 | 0.20075
2023-08-17 07:00 | 0.20772 | 0.46887 | 0.17243
2023-08-17 08:00 | 0.73486 | 0.75994 | 0.4544
2023-08-17 09:00 | 0.85108 | 0.76688 | 0.42467
2023-08-17 10:00 | 0.90494 | 0.77115 | 0.38642
2023-08-17 11:00 | 0.9314 | 0.76816 | 0.3816
2023-08-17 12:00 | 0.93658 | 0.76927 | 0.39532
2023-08-17 13:00 | 0.91096 | 0.76029 | 0.37103
2023-08-17 14:00 | 0.86179 | 0.73586 | 0.28265
2023-08-17 15:00 | 0.75844 | 0.62187 | 0.26547
2023-08-17 16:00 | 0.3079 | 0.25104 | 0.31277
2023-08-17 17:00 | 0 | 0.0097653 | 0.45853
2023-08-17 18:00 | 0 | 0 | 0.64963
2023-08-17 19:00 | 0 | 0 | 0.86692
2023-08-17 20:00 | 0 | 0 | 0.96075
2023-08-17 21:00 | 0 | 0 | 0.98902
2023-08-17 22:00 | 0 | 0 | 0.9911
2023-08-17 23:00 | 0 | 0 | 0.99127
2023-08-18 | 0 | 0 | 0.99255
2023-08-18 01:00 | 0 | 0 | 0.99383
2023-08-18 02:00 | 0 | 0 | 0.99698
2023-08-18 03:00 | 0 | 0 | 0.99718
2023-08-18 04:00 | 0 | 0 | 0.99682
2023-08-18 05:00 | 0 | 0 | 0.99748
2023-08-18 06:00 | 0 | 0.081072 | 0.997
2023-08-18 07:00 | 0.21846 | 0.44957 | 0.99628
2023-08-18 08:00 | 0.74334 | 0.74249 | 0.97622
2023-08-18 09:00 | 0.85716 | 0.77258 | 0.8481
2023-08-18 10:00 | 0.91104 | 0.77486 | 0.7773
2023-08-18 11:00 | 0.93954 | 0.76891 | 0.6796
2023-08-18 12:00 | 0.94466 | 0.76674 | 0.54622
2023-08-18 13:00 | 0.91792 | 0.75947 | 0.38143
2023-08-18 14:00 | 0.86846 | 0.73554 | 0.24747
2023-08-18 15:00 | 0.70974 | 0.62888 | 0.1786
2023-08-18 16:00 | 0.30102 | 0.25549 | 0.14438
2023-08-18 17:00 | 0 | 0.010373 | 0.13797
2023-08-18 18:00 | 0 | 0 | 0.16268
2023-08-18 19:00 | 0 | 0 | 0.2478
2023-08-18 20:00 | 0 | 0 | 0.28622
2023-08-18 21:00 | 0 | 0 | 0.42465
2023-08-18 22:00 | 0 | 0 | 0.56375
2023-08-18 23:00 | 0 | 0 | 0.64298
2023-08-19 | 0 | 0 | 0.70745
2023-08-19 01:00 | 0 | 0 | 0.73697
2023-08-19 02:00 | 0 | 0 | 0.72718
2023-08-19 03:00 | 0 | 0 | 0.72277
2023-08-19 04:00 | 0 | 0 | 0.7215
2023-08-19 05:00 | 0 | 0 | 0.73202
2023-08-19 06:00 | 0 | 0.085196 | 0.80385
2023-08-19 07:00 | 0.22218 | 0.45207 | 0.82895
2023-08-19 08:00 | 0.74482 | 0.7386 | 0.72753
2023-08-19 09:00 | 0.8582 | 0.76631 | 0.43322
2023-08-19 10:00 | 0.91281 | 0.76802 | 0.47567
2023-08-19 11:00 | 0.93944 | 0.76122 | 0.5235
2023-08-19 12:00 | 0.94431 | 0.76314 | 0.4446
2023-08-19 13:00 | 0.91497 | 0.7567 | 0.26938
2023-08-19 14:00 | 0.86354 | 0.73152 | 0.11722
2023-08-19 15:00 | 0.76057 | 0.62934 | 0.047367
2023-08-19 16:00 | 0.25345 | 0.25845 | 0.020867
2023-08-19 17:00 | 0 | 0.010543 | 0.00515
2023-08-19 18:00 | 0 | 0 | 0.010433
2023-08-19 19:00 | 0 | 0 | 0.0813
2023-08-19 20:00 | 0 | 0 | 0.16148
2023-08-19 21:00 | 0 | 0 | 0.28357
2023-08-19 22:00 | 0 | 0 | 0.38415
2023-08-19 23:00 | 0 | 0 | 0.44672
2023-08-20 | 0 | 0 | 0.4597
2023-08-20 01:00 | 0 | 0 | 0.45467
2023-08-20 02:00 | 0 | 0 | 0.40668
2023-08-20 03:00 | 0 | 0 | 0.34928
2023-08-20 04:00 | 0 | 0 | 0.2896
2023-08-20 05:00 | 0 | 0 | 0.24948
2023-08-20 06:00 | 0 | 0.085958 | 0.2322
2023-08-20 07:00 | 0.22223 | 0.45623 | 0.27477
2023-08-20 08:00 | 0.74138 | 0.73761 | 0.44492
2023-08-20 09:00 | 0.85424 | 0.76275 | 0.40165
2023-08-20 10:00 | 0.91086 | 0.77037 | 0.39805
2023-08-20 11:00 | 0.94178 | 0.7609 | 0.35277
2023-08-20 12:00 | 0.94917 | 0.76168 | 0.19712
2023-08-20 13:00 | 0.70052 | 0.701 | 0.062483
2023-08-20 14:00 | 0.84561 | 0.43316 | 0
2023-08-20 15:00 | 0.76445 | 0.51132 | 0
2023-08-20 16:00 | 0.48375 | 0.19666 | 0
2023-08-20 17:00 | 0 | 0.0076428 | 0
2023-08-20 18:00 | 0 | 0 | 0
2023-08-20 19:00 | 0 | 0 | 0
2023-08-20 20:00 | 0 | 0 | 0
2023-08-20 21:00 | 0 | 0 | 0
2023-08-20 22:00 | 0 | 0 | 0
2023-08-20 23:00 | 0 | 0 | 0
2023-08-21 | 0 | 0 | 0.012983
2023-08-21 01:00 | 0 | 0 | 0.11347
2023-08-21 02:00 | 0 | 0 | 0.30012
2023-08-21 03:00 | 0 | 0 | 0.45553
2023-08-21 04:00 | 0 | 0 | 0.49292
2023-08-21 05:00 | 0 | 0 | 0.49995
2023-08-21 06:00 | 0 | 0.089234 | 0.4811
2023-08-21 07:00 | 0.2282 | 0.45025 | 0.43907
2023-08-21 08:00 | 0.74365 | 0.72813 | 0.30402
2023-08-21 09:00 | 0.85527 | 0.76877 | 0.21933
2023-08-21 10:00 | 0.91161 | 0.76702 | 0.13252
2023-08-21 11:00 | 0.94405 | 0.76588 | 0.090617
2023-08-21 12:00 | 0.95113 | 0.76692 | 0
2023-08-21 13:00 | 0.92232 | 0.76382 | 0
2023-08-21 14:00 | 0.86959 | 0.73939 | 0
2023-08-21 15:00 | 0.76703 | 0.638 | 0
2023-08-21 16:00 | 0.23205 | 0.26527 | 0
2023-08-21 17:00 | 0 | 0.011495 | 0
2023-08-21 18:00 | 0 | 0 | 0.0060833
2023-08-21 19:00 | 0 | 0 | 0.056833
2023-08-21 20:00 | 0 | 0 | 0.1305
2023-08-21 21:00 | 0 | 0 | 0.12978
2023-08-21 22:00 | 0 | 0 | 0.0197
2023-08-21 23:00 | 0 | 0 | 0
2023-08-22 | 0 | 0 | 0.42148
2023-08-22 01:00 | 0 | 0 | 0.9009
2023-08-22 02:00 | 0 | 0 | 0.9461
2023-08-22 03:00 | 0 | 0 | 0.94168
2023-08-22 04:00 | 0 | 0 | 0.9133
2023-08-22 05:00 | 0 | 0 | 0.87598
2023-08-22 06:00 | 0 | 0.096916 | 0.8253
2023-08-22 07:00 | 0.23405 | 0.47667 | 0.7613
2023-08-22 08:00 | 0.74644 | 0.74551 | 0.68032
2023-08-22 09:00 | 0.85484 | 0.77422 | 0.44337
2023-08-22 10:00 | 0.90986 | 0.77016 | 0.4074
2023-08-22 11:00 | 0.93836 | 0.76745 | 0.50902
2023-08-22 12:00 | 0.94496 | 0.7682 | 0.42243
2023-08-22 13:00 | 0.91886 | 0.76428 | 0.2911
2023-08-22 14:00 | 0.86773 | 0.73928 | 0.17682
2023-08-22 15:00 | 0.76712 | 0.63942 | 0.11623
2023-08-22 16:00 | 0.24433 | 0.26795 | 0.074667
2023-08-22 17:00 | 0 | 0.011667 | 0.047067
2023-08-22 18:00 | 0 | 0 | 0.03585
2023-08-22 19:00 | 0 | 0 | 0.051867
2023-08-22 20:00 | 0 | 0 | 0.05115
2023-08-22 21:00 | 0 | 0 | 0.038433
2023-08-22 22:00 | 0 | 0 | 0.144
2023-08-22 23:00 | 0 | 0 | 0.3579
2023-08-23 | 0 | 0 | 0.5168
2023-08-23 01:00 | 0 | 0 | 0.54172
2023-08-23 02:00 | 0 | 0 | 0.51702
2023-08-23 03:00 | 0 | 0 | 0.52123
2023-08-23 04:00 | 0 | 0 | 0.55377
2023-08-23 05:00 | 0 | 0 | 0.56352
2023-08-23 06:00 | 0 | 0.099551 | 0.56975
2023-08-23 07:00 | 0.099213 | 0.48109 | 0.57377
2023-08-23 08:00 | 0.59973 | 0.74623 | 0.54395
2023-08-23 09:00 | 0.52414 | 0.77995 | 0.29898
2023-08-23 10:00 | 0.43507 | 0.77959 | 0.19677
2023-08-23 11:00 | 0.25777 | 0.77311 | 0.27118
2023-08-23 12:00 | 0.40424 | 0.77261 | 0.20663
2023-08-23 13:00 | 0.63003 | 0.76688 | 0.1276
2023-08-23 14:00 | 0.53263 | 0.75467 | 0.10255
2023-08-23 15:00 | 0 | 0.65766 | 0.094017
2023-08-23 16:00 | 0.064811 | 0.28151 | 0.083233
2023-08-23 17:00 | 0 | 0.012365 | 0.0837
2023-08-23 18:00 | 0 | 0 | 0.10082
2023-08-23 19:00 | 0 | 0 | 0.20595
2023-08-23 20:00 | 0 | 0 | 0.27103
2023-08-23 21:00 | 0 | 0 | 0.36773
2023-08-23 22:00 | 0 | 0 | 0.4168
2023-08-23 23:00 | 0 | 0 | 0.41778
2023-08-24 | 0 | 0 | 0.3906
2023-08-24 01:00 | 0 | 0 | 0.29567
2023-08-24 02:00 | 0 | 0 | 0.18682
2023-08-24 03:00 | 0 | 0 | 0.12723
2023-08-24 04:00 | 0 | 0 | 0.11283
2023-08-24 05:00 | 0 | 0 | 0.15188
2023-08-24 06:00 | 0 | 0.10698 | 0.17358
2023-08-24 07:00 | 0.25852 | 0.49922 | 0.15303
2023-08-24 08:00 | 0.77063 | 0.76182 | 0.12205
2023-08-24 09:00 | 0.87731 | 0.77269 | 0.076833
2023-08-24 10:00 | 0.92932 | 0.76898 | 0.0289
2023-08-24 11:00 | 0.95721 | 0.76417 | 0
2023-08-24 12:00 | 0.95741 | 0.76699 | 0
2023-08-24 13:00 | 0.93665 | 0.76371 | 0
2023-08-24 14:00 | 0.88789 | 0.73925 | 0
2023-08-24 15:00 | 0.78765 | 0.63828 | 0
2023-08-24 16:00 | 0 | 0.2688 | 0
2023-08-24 17:00 | 0 | 0.012119 | 0
2023-08-24 18:00 | 0 | 0 | 0
2023-08-24 19:00 | 0 | 0 | 0
2023-08-24 20:00 | 0 | 0 | 0
2023-08-24 21:00 | 0 | 0 | 0.16988
2023-08-24 22:00 | 0 | 0 | 0.4972
2023-08-24 23:00 | 0 | 0 | 0.70907
2023-08-25 | 0 | 0 | 0.84393
2023-08-25 01:00 | 0 | 0 | 0.75418
2023-08-25 02:00 | 0 | 0 | 0.35632
2023-08-25 03:00 | 0 | 0 | 0.1592
2023-08-25 04:00 | 0 | 0 | 0.12185
2023-08-25 05:00 | 0 | 0 | 0.14182
2023-08-25 06:00 | 0 | 0.10735 | 0.14093
2023-08-25 07:00 | 0.26379 | 0.49028 | 0.089667
2023-08-25 08:00 | 0.77414 | 0.75324 | 0.075067
2023-08-25 09:00 | 0.88108 | 0.78704 | 0.034633
2023-08-25 10:00 | 0.93343 | 0.78665 | 0.03895
2023-08-25 11:00 | 0.95677 | 0.7849 | 0.0018167
2023-08-25 12:00 | 0.95638 | 0.78052 | 0
2023-08-25 13:00 | 0.94028 | 0.77439 | 0
2023-08-25 14:00 | 0.89266 | 0.74633 | 0
2023-08-25 15:00 | 0.79189 | 0.64665 | 0
2023-08-25 16:00 | 0 | 0.27072 | 0
2023-08-25 17:00 | 0 | 0.012417 | 0
2023-08-25 18:00 | 0 | 0 | 0
2023-08-25 19:00 | 0 | 0 | 0.04955
2023-08-25 20:00 | 0 | 0 | 0.25773
2023-08-25 21:00 | 0 | 0 | 0.82288
2023-08-25 22:00 | 0 | 0 | 0.9881
2023-08-25 23:00 | 0 | 0 | 0.99125
2023-08-26 | 0 | 0 | 0.99152
2023-08-26 01:00 | 0 | 0 | 0.9911
2023-08-26 02:00 | 0 | 0 | 0.99218
2023-08-26 03:00 | 0 | 0 | 0.99462
2023-08-26 04:00 | 0 | 0 | 0.99625
2023-08-26 05:00 | 0 | 0 | 0.99752
2023-08-26 06:00 | 0 | 0.11057 | 0.99788
2023-08-26 07:00 | 0.25231 | 0.49736 | 0.9982
2023-08-26 08:00 | 0.76049 | 0.76022 | 0.99345
2023-08-26 09:00 | 0.86667 | 0.79095 | 0.9363
2023-08-26 10:00 | 0.91971 | 0.79783 | 0.85477
2023-08-26 11:00 | 0.94635 | 0.79234 | 0.7127
2023-08-26 12:00 | 0.95156 | 0.79174 | 0.56543
2023-08-26 13:00 | 0.91281 | 0.7776 | 0.39612
2023-08-26 14:00 | 0.86215 | 0.74448 | 0.25488
2023-08-26 15:00 | 0.5174 | 0.64473 | 0.19757
2023-08-26 16:00 | 0.44756 | 0.27208 | 0.1871
2023-08-26 17:00 | 0 | 0.012896 | 0.18875
2023-08-26 18:00 | 0 | 0 | 0.2277
2023-08-26 19:00 | 0 | 0 | 0.43538
2023-08-26 20:00 | 0 | 0 | 0.67682
2023-08-26 21:00 | 0 | 0 | 0.89018
2023-08-26 22:00 | 0 | 0 | 0.97285
2023-08-26 23:00 | 0 | 0 | 0.99157
2023-08-27 | 0 | 0 | 0.99217
2023-08-27 01:00 | 0 | 0 | 0.99217
2023-08-27 02:00 | 0 | 0 | 0.99048
2023-08-27 03:00 | 0 | 0 | 0.9896
2023-08-27 04:00 | 0 | 0 | 0.98938
2023-08-27 05:00 | 0 | 0 | 0.9913
2023-08-27 06:00 | 0 | 0.11462 | 0.98812
2023-08-27 07:00 | 0.27439 | 0.49676 | 0.9721
2023-08-27 08:00 | 0.77955 | 0.76257 | 0.88952
2023-08-27 09:00 | 0.88404 | 0.79729 | 0.5954
2023-08-27 10:00 | 0.93607 | 0.78212 | 0.47775
2023-08-27 11:00 | 0.95616 | 0.78127 | 0.46883
2023-08-27 12:00 | 0.9564 | 0.78789 | 0.49398
2023-08-27 13:00 | 0.94521 | 0.77803 | 0.35512
2023-08-27 14:00 | 0.89592 | 0.7609 | 0.16905
2023-08-27 15:00 | 0.79412 | 0.66328 | 0.0707
2023-08-27 16:00 | 0 | 0.28452 | 0.040217
2023-08-27 17:00 | 0 | 0.013538 | 0.030667
2023-08-27 18:00 | 0 | 0 | 0.032167
2023-08-27 19:00 | 0 | 0 | 0.075683
2023-08-27 20:00 | 0 | 0 | 0.1105
2023-08-27 21:00 | 0 | 0 | 0.17892
2023-08-27 22:00 | 0 | 0 | 0.23373
2023-08-27 23:00 | 0 | 0 | 0.27808
2023-08-28 | 0 | 0 | 0.31858
2023-08-28 01:00 | 0 | 0 | 0.35643
2023-08-28 02:00 | 0 | 0 | 0.40495
2023-08-28 03:00 | 0 | 0 | 0.37402
2023-08-28 04:00 | 0 | 0 | 0.34455
2023-08-28 05:00 | 0 | 0 | 0.29583
2023-08-28 06:00 | 0 | 0.1253 | 0.25787
2023-08-28 07:00 | 0.27283 | 0.51713 | 0.2282
2023-08-28 08:00 | 0.7759 | 0.76197 | 0.10942
2023-08-28 09:00 | 0.88125 | 0.78551 | 0.10012
2023-08-28 10:00 | 0.9338 | 0.78835 | 0.091067
2023-08-28 11:00 | 0.95619 | 0.77582 | 0.14927
2023-08-28 12:00 | 0.95641 | 0.7807 | 0.19937
2023-08-28 13:00 | 0.94215 | 0.77368 | 0.20015
2023-08-28 14:00 | 0.89363 | 0.7573 | 0.18708
2023-08-28 15:00 | 0.79217 | 0.66122 | 0.18592
2023-08-28 16:00 | 0 | 0.28741 | 0.18603
2023-08-28 17:00 | 0 | 0.0144 | 0.19087
2023-08-28 18:00 | 0 | 0 | 0.21777
2023-08-28 19:00 | 0 | 0 | 0.32903
2023-08-28 20:00 | 0 | 0 | 0.46893
2023-08-28 21:00 | 0 | 0 | 0.58842
2023-08-28 22:00 | 0 | 0 | 0.54818
2023-08-28 23:00 | 0 | 0 | 0.46152
2023-08-29 | 0 | 0 | 0.36578
2023-08-29 01:00 | 0 | 0 | 0.31868
2023-08-29 02:00 | 0 | 0 | 0.30662
2023-08-29 03:00 | 0 | 0 | 0.32107
2023-08-29 04:00 | 0 | 0 | 0.35657
2023-08-29 05:00 | 0 | 0 | 0.38903
2023-08-29 06:00 | 0 | 0.13149 | 0.41188
2023-08-29 07:00 | 0.2849 | 0.52233 | 0.432
2023-08-29 08:00 | 0.7888 | 0.7583 | 0.38545
2023-08-29 09:00 | 0.89234 | 0.77813 | 0.22745
2023-08-29 10:00 | 0.94237 | 0.7812 | 0.27867
2023-08-29 11:00 | 0.95615 | 0.77219 | 0.39225
2023-08-29 12:00 | 0.95631 | 0.7745 | 0.39738
2023-08-29 13:00 | 0.93853 | 0.76802 | 0.3126
2023-08-29 14:00 | 0.88782 | 0.7401 | 0.25103
2023-08-29 15:00 | 0.78703 | 0.64138 | 0.19778
2023-08-29 16:00 | 0 | 0.27238 | 0.15847
2023-08-29 17:00 | 0 | 0.013995 | 0.14127
2023-08-29 18:00 | 0 | 0 | 0.13867
2023-08-29 19:00 | 0 | 0 | 0.1605
2023-08-29 20:00 | 0 | 0 | 0.14903
2023-08-29 21:00 | 0 | 0 | 0.17202
2023-08-29 22:00 | 0 | 0 | 0.24403
2023-08-29 23:00 | 0 | 0 | 0.34258
2023-08-30 | 0 | 0 | 0.41282
2023-08-30 01:00 | 0 | 0 | 0.47668
2023-08-30 02:00 | 0 | 0 | 0.63102
2023-08-30 03:00 | 0 | 0 | 0.62153
2023-08-30 04:00 | 0 | 0 | 0.48845
2023-08-30 05:00 | 0 | 0 | 0.46985
2023-08-30 06:00 | 0 | 0.12984 | 0.40495
2023-08-30 07:00 | 0.29544 | 0.50178 | 0.42423
2023-08-30 08:00 | 0.79436 | 0.74854 | 0.12003
2023-08-30 09:00 | 0.89597 | 0.78198 | 0.1999
2023-08-30 10:00 | 0.94713 | 0.77696 | 0.0416
2023-08-30 11:00 | 0.95626 | 0.76791 | 0.03195
2023-08-30 12:00 | 0.95648 | 0.75905 | 0.030283
2023-08-30 13:00 | 0.95084 | 0.687 | 0.010267
2023-08-30 14:00 | 0.90096 | 0.56439 | 0
2023-08-30 15:00 | 0.75934 | 0.38964 | 0
2023-08-30 16:00 | 0 | 0.26215 | 0
2023-08-30 17:00 | 0 | 0.01441 | 0.019917
2023-08-30 18:00 | 0 | 0 | 0.18718
2023-08-30 19:00 | 0 | 0 | 0.8727
2023-08-30 20:00 | 0 | 0 | 0.99595
2023-08-30 21:00 | 0 | 0 | 0.99912
2023-08-30 22:00 | 0 | 0 | 0.99982
2023-08-30 23:00 | 0 | 0 | 1
2023-08-31 | 0 | 0 | 1
2023-08-31 01:00 | 0 | 0 | 1
2023-08-31 02:00 | 0 | 0 | 1
2023-08-31 03:00 | 0 | 0 | 1
2023-08-31 04:00 | 0 | 0 | 1
2023-08-31 05:00 | 0 | 0 | 1
2023-08-31 06:00 | 0 | 0.13005 | 1
2023-08-31 07:00 | 0.26513 | 0.50598 | 1
2023-08-31 08:00 | 0.75766 | 0.7536 | 0.99347
2023-08-31 09:00 | 0.85958 | 0.80057 | 0.99665
2023-08-31 10:00 | 0.91342 | 0.8078 | 0.99117
2023-08-31 11:00 | 0.9424 | 0.80356 | 0.95247
2023-08-31 12:00 | 0.95014 | 0.80043 | 0.85302
2023-08-31 13:00 | 0.91856 | 0.7886 | 0.73045
2023-08-31 14:00 | 0.86366 | 0.76001 | 0.62258
2023-08-31 15:00 | 0.76135 | 0.64783 | 0.56108
2023-08-31 16:00 | 0 | 0.27462 | 0.5928
2023-08-31 17:00 | 0 | 0.014283 | 0.67078
2023-08-31 18:00 | 0 | 0 | 0.79255
2023-08-31 19:00 | 0 | 0 | 0.87608
2023-08-31 20:00 | 0 | 0 | 0.9013
2023-08-31 21:00 | 0 | 0 | 0.94633
2023-08-31 22:00 | 0 | 0 | 0.96837
2023-08-31 23:00 | 0 | 0 | 0.98153
2023-09-01 | 0 | 0 | 0.98107
2023-09-01 01:00 | 0 | 0 | 0.97798
2023-09-01 02:00 | 0 | 0 | 0.97588
2023-09-01 03:00 | 0 | 0 | 0.9791
2023-09-01 04:00 | 0 | 0 | 0.97577
2023-09-01 05:00 | 0 | 0 | 0.9776
2023-09-01 06:00 | 0 | 0.14123 | 0.96688
2023-09-01 07:00 | 0.3213 | 0.52172 | 0.96512
2023-09-01 08:00 | 0.78952 | 0.76457 | 0.84318
2023-09-01 09:00 | 0.89102 | 0.81286 | 0.71135
2023-09-01 10:00 | 0.94374 | 0.81022 | 0.61922
2023-09-01 11:00 | 0.95563 | 0.80716 | 0.43848
2023-09-01 12:00 | 0.95578 | 0.80438 | 0.29283
2023-09-01 13:00 | 0.80226 | 0.79088 | 0.1621
2023-09-01 14:00 | 0.76716 | 0.76912 | 0.099633
2023-09-01 15:00 | 0.53587 | 0.67133 | 0.06775
2023-09-01 16:00 | 0 | 0.28996 | 0.059267
2023-09-01 17:00 | 0 | 0.015645 | 0.063667
2023-09-01 18:00 | 0 | 0 | 0.096167
2023-09-01 19:00 | 0 | 0 | 0.2254
2023-09-01 20:00 | 0 | 0 | 0.35357
2023-09-01 21:00 | 0 | 0 | 0.5308
2023-09-01 22:00 | 0 | 0 | 0.72325
2023-09-01 23:00 | 0 | 0 | 0.78343
2023-09-02 | 0 | 0 | 0.79393
2023-09-02 01:00 | 0 | 0 | 0.7754
2023-09-02 02:00 | 0 | 0 | 0.75258
2023-09-02 03:00 | 0 | 0 | 0.72295
2023-09-02 04:00 | 0 | 0 | 0.68318
2023-09-02 05:00 | 0 | 0 | 0.67192
2023-09-02 06:00 | 0 | 0.15449 | 0.67682
2023-09-02 07:00 | 0.045442 | 0.53818 | 0.73183
2023-09-02 08:00 | 0.31523 | 0.76478 | 0.73025
2023-09-02 09:00 | 0.3809 | 0.78405 | 0.57132
2023-09-02 10:00 | 0.35258 | 0.78825 | 0.64785
2023-09-02 11:00 | 0.24979 | 0.78212 | 0.61672
2023-09-02 12:00 | 0.24671 | 0.7771 | 0.40507
2023-09-02 13:00 | 0 | 0.75616 | 0.21348
2023-09-02 14:00 | 0.063938 | 0.72048 | 0.09215
2023-09-02 15:00 | 0 | 0.62756 | 0.030867
2023-09-02 16:00 | 0 | 0.2657 | 0
2023-09-02 17:00 | 0 | 0.014333 | 0
2023-09-02 18:00 | 0 | 0 | 0
2023-09-02 19:00 | 0 | 0 | 0
2023-09-02 20:00 | 0 | 0 | 0
2023-09-02 21:00 | 0 | 0 | 0.00025
2023-09-02 22:00 | 0 | 0 | 0.053667
2023-09-02 23:00 | 0 | 0 | 0.14328
2023-09-03 | 0 | 0 | 0.24197
2023-09-03 01:00 | 0 | 0 | 0.3465
2023-09-03 02:00 | 0 | 0 | 0.38435
2023-09-03 03:00 | 0 | 0 | 0.39182
2023-09-03 04:00 | 0 | 0 | 0.44088
2023-09-03 05:00 | 0 | 0 | 0.46805
2023-09-03 06:00 | 0 | 0.098223 | 0.44853
2023-09-03 07:00 | 0.26327 | 0.44544 | 0.40077
2023-09-03 08:00 | 0.76328 | 0.69797 | 0.27847
2023-09-03 09:00 | 0.86726 | 0.73127 | 0.1396
2023-09-03 10:00 | 0.92131 | 0.73351 | 0.22023
2023-09-03 11:00 | 0.95057 | 0.53967 | 0.21357
2023-09-03 12:00 | 0.95802 | 0.29476 | 0.14963
2023-09-03 13:00 | 0.92418 | 0.16736 | 0.13597
2023-09-03 14:00 | 0.8533 | 0.18178 | 0.12212
2023-09-03 15:00 | 0.45218 | 0.19115 | 0.1137
2023-09-03 16:00 | 0 | 0.036364 | 0.10798
2023-09-03 17:00 | 0 | 0 | 0.1137
2023-09-03 18:00 | 0 | 0 | 0.17322
2023-09-03 19:00 | 0 | 0 | 0.25938
2023-09-03 20:00 | 0 | 0 | 0.31347
2023-09-03 21:00 | 0 | 0 | 0.13877
2023-09-03 22:00 | 0 | 0 | 0.07075
2023-09-03 23:00 | 0 | 0 | 0.11158
2023-09-04 | 0 | 0 | 0.44712
2023-09-04 01:00 | 0 | 0 | 0.76308
2023-09-04 02:00 | 0 | 0 | 0.74195
2023-09-04 03:00 | 0 | 0 | 0.5273
2023-09-04 04:00 | 0 | 0 | 0.35438
2023-09-04 05:00 | 0 | 0 | 0.52285
2023-09-04 06:00 | 0 | 0.087821 | 0.76507
2023-09-04 07:00 | 0.11553 | 0.45744 | 0.86975
2023-09-04 08:00 | 0.72658 | 0.69131 | 0.74358
2023-09-04 09:00 | 0.81813 | 0.6781 | 0.81498
2023-09-04 10:00 | 0.82549 | 0.66175 | 0.77842
2023-09-04 11:00 | 0.53096 | 0.70534 | 0.45755
2023-09-04 12:00 | 0.75369 | 0.75951 | 0.25053
2023-09-04 13:00 | 0.89377 | 0.29057 | 0.12682
2023-09-04 14:00 | 0.82257 | 0.19309 | 0.066833
2023-09-04 15:00 | 0.71828 | 0.47365 | 0.038983
2023-09-04 16:00 | 0.48663 | 0.26121 | 0.047833
2023-09-04 17:00 | 0 | 0.01501 | 0.0481
2023-09-04 18:00 | 0 | 0 | 0.082133
2023-09-04 19:00 | 0 | 0 | 0.30312
2023-09-04 20:00 | 0 | 0 | 0.59102
2023-09-04 21:00 | 0 | 0 | 0.83952
2023-09-04 22:00 | 0 | 0 | 0.91538
2023-09-04 23:00 | 0 | 0 | 0.92892
2023-09-05 | 0 | 0 | 0.92768
2023-09-05 01:00 | 0 | 0 | 0.92802
2023-09-05 02:00 | 0 | 0 | 0.94788
2023-09-05 03:00 | 0 | 0 | 0.97392
2023-09-05 04:00 | 0 | 0 | 0.97792
2023-09-05 05:00 | 0 | 0 | 0.9813
2023-09-05 06:00 | 0 | 0.16274 | 0.97962
2023-09-05 07:00 | 0.051449 | 0.55036 | 0.97853
2023-09-05 08:00 | 0.71187 | 0.78312 | 0.83098
2023-09-05 09:00 | 0.81825 | 0.84074 | 0.68957
2023-09-05 10:00 | 0.88642 | 0.84566 | 0.61455
2023-09-05 11:00 | 0.92357 | 0.84046 | 0.42595
2023-09-05 12:00 | 0.93212 | 0.83622 | 0.23678
2023-09-05 13:00 | 0.89029 | 0.82514 | 0.085417
2023-09-05 14:00 | 0.79522 | 0.80011 | 0.033
2023-09-05 15:00 | 0.47155 | 0.71104 | 0.017883
2023-09-05 16:00 | 0 | 0.3158 | 0.017433
2023-09-05 17:00 | 0 | 0.018118 | 0.028233
2023-09-05 18:00 | 0 | 0 | 0.06575
2023-09-05 19:00 | 0 | 0 | 0.2455
2023-09-05 20:00 | 0 | 0 | 0.46432
2023-09-05 21:00 | 0 | 0 | 0.59267
2023-09-05 22:00 | 0 | 0 | 0.67072
2023-09-05 23:00 | 0 | 0 | 0.73243
2023-09-06 | 0 | 0 | 0.7331
2023-09-06 01:00 | 0 | 0 | 0.67132
2023-09-06 02:00 | 0 | 0 | 0.61472
2023-09-06 03:00 | 0 | 0 | 0.57527
2023-09-06 04:00 | 0 | 0 | 0.5552
2023-09-06 05:00 | 0 | 0 | 0.6113
2023-09-06 06:00 | 0 | 0.18789 | 0.67618
2023-09-06 07:00 | 0.25813 | 0.5948 | 0.74568
2023-09-06 08:00 | 0.7636 | 0.81172 | 0.77362
2023-09-06 09:00 | 0.86994 | 0.82058 | 0.58837
2023-09-06 10:00 | 0.92361 | 0.81916 | 0.69427
2023-09-06 11:00 | 0.94852 | 0.81749 | 0.67343
2023-09-06 12:00 | 0.95383 | 0.81321 | 0.54813
2023-09-06 13:00 | 0.91784 | 0.80278 | 0.34622
2023-09-06 14:00 | 0.86122 | 0.76973 | 0.1899
2023-09-06 15:00 | 0.43944 | 0.67368 | 0.1037
2023-09-06 16:00 | 0 | 0.29649 | 0.06285
2023-09-06 17:00 | 0 | 0.017534 | 0.049983
2023-09-06 18:00 | 0 | 0 | 0.048733
2023-09-06 19:00 | 0 | 0 | 0.060283
2023-09-06 20:00 | 0 | 0 | 0.060033
2023-09-06 21:00 | 0 | 0 | 0.062983
2023-09-06 22:00 | 0 | 0 | 0.060083
2023-09-06 23:00 | 0 | 0 | 0.099067
2023-09-07 | 0 | 0 | 0.28302
2023-09-07 01:00 | 0 | 0 | 0.52265
2023-09-07 02:00 | 0 | 0 | 0.62927
2023-09-07 03:00 | 0 | 0 | 0.36668
2023-09-07 04:00 | 0 | 0 | 0.11572
2023-09-07 05:00 | 0 | 0 | 0.11392
2023-09-07 06:00 | 0 | 0.043914 | 0.10867
2023-09-07 07:00 | 0 | 0.1842 | 0.081167
2023-09-07 08:00 | 0 | 0.12744 | 0.25707
2023-09-07 09:00 | 0.28083 | 0.10629 | 0.2322
2023-09-07 10:00 | 0.83144 | 0.055125 | 0.15575
2023-09-07 11:00 | 0.91958 | 0.060356 | 0.21002
2023-09-07 12:00 | 0.58526 | 0.085114 | 0.55503
2023-09-07 13:00 | 0 | 0.13101 | 0.4493
2023-09-07 14:00 | 0 | 0.22392 | 0.34325
2023-09-07 15:00 | 0 | 0.1811 | 0.2926
2023-09-07 16:00 | 0 | 0.11729 | 0.24617
2023-09-07 17:00 | 0 | 0.012051 | 0.21038
2023-09-07 18:00 | 0 | 0 | 0.19897
2023-09-07 19:00 | 0 | 0 | 0.27138
2023-09-07 20:00 | 0 | 0 | 0.4472
2023-09-07 21:00 | 0 | 0 | 0.58765
2023-09-07 22:00 | 0 | 0 | 0.70212
2023-09-07 23:00 | 0 | 0 | 0.84637
2023-09-08 | 0 | 0 | 0.93395
2023-09-08 01:00 | 0 | 0 | 0.97918
2023-09-08 02:00 | 0 | 0 | 0.99342
2023-09-08 03:00 | 0 | 0 | 0.99432
2023-09-08 04:00 | 0 | 0 | 0.98963
2023-09-08 05:00 | 0 | 0 | 0.9851
2023-09-08 06:00 | 0 | 0.1648 | 0.97678
2023-09-08 07:00 | 0 | 0.54202 | 0.97943
2023-09-08 08:00 | 0.47438 | 0.78244 | 0.81667
2023-09-08 09:00 | 0.69834 | 0.88177 | 0.85493
2023-09-08 10:00 | 0.74576 | 0.88793 | 0.83913
2023-09-08 11:00 | 0.90934 | 0.88579 | 0.63913
2023-09-08 12:00 | 0.9579 | 0.88301 | 0.43313
2023-09-08 13:00 | 0.9365 | 0.8693 | 0.32912
2023-09-08 14:00 | 0.8779 | 0.84021 | 0.3202
2023-09-08 15:00 | 0.71854 | 0.75345 | 0.35263
2023-09-08 16:00 | 0.24479 | 0.34134 | 0.39515
2023-09-08 17:00 | 0 | 0.020881 | 0.41135
2023-09-08 18:00 | 0 | 0 | 0.45193
2023-09-08 19:00 | 0 | 0 | 0.47617
2023-09-08 20:00 | 0 | 0 | 0.49047
2023-09-08 21:00 | 0 | 0 | 0.51368
2023-09-08 22:00 | 0 | 0 | 0.57388
2023-09-08 23:00 | 0 | 0 | 0.59127
2023-09-09 | 0 | 0 | 0.56327
2023-09-09 01:00 | 0 | 0 | 0.52948
2023-09-09 02:00 | 0 | 0 | 0.49468
2023-09-09 03:00 | 0 | 0 | 0.4835
2023-09-09 04:00 | 0 | 0 | 0.4396
2023-09-09 05:00 | 0 | 0.0057422 | 0.40625
2023-09-09 06:00 | 0 | 0.22267 | 0.40133
2023-09-09 07:00 | 0.32423 | 0.64915 | 0.43577
2023-09-09 08:00 | 0.8051 | 0.86328 | 0.42617
2023-09-09 09:00 | 0.89864 | 0.90061 | 0.25962
2023-09-09 10:00 | 0.94727 | 0.90061 | 0.30607
2023-09-09 11:00 | 0.956 | 0.89907 | 0.17208
2023-09-09 12:00 | 0.95626 | 0.89701 | 0.06285
2023-09-09 13:00 | 0.94748 | 0.88494 | 0.014883
2023-09-09 14:00 | 0.86109 | 0.86563 | 0
2023-09-09 15:00 | 0.26963 | 0.77881 | 0.00038333
2023-09-09 16:00 | 0 | 0.36054 | 0.011783
2023-09-09 17:00 | 0 | 0.02137 | 0.017183
2023-09-09 18:00 | 0 | 0 | 0.034733
2023-09-09 19:00 | 0 | 0 | 0.13852
2023-09-09 20:00 | 0 | 0 | 0.242
2023-09-09 21:00 | 0 | 0 | 0.32845
2023-09-09 22:00 | 0 | 0 | 0.39023
2023-09-09 23:00 | 0 | 0 | 0.40928
2023-09-10 | 0 | 0 | 0.40612
2023-09-10 01:00 | 0 | 0 | 0.41615
2023-09-10 02:00 | 0 | 0 | 0.43645
2023-09-10 03:00 | 0 | 0 | 0.46112
2023-09-10 04:00 | 0 | 0 | 0.51655
2023-09-10 05:00 | 0 | 0.0066097 | 0.61902
2023-09-10 06:00 | 0 | 0.24208 | 0.69843
2023-09-10 07:00 | 0.34888 | 0.67514 | 0.78285
2023-09-10 08:00 | 0.82392 | 0.87507 | 0.67833
2023-09-10 09:00 | 0.91418 | 0.90046 | 0.44142
2023-09-10 10:00 | 0.95538 | 0.90061 | 0.54022
2023-09-10 11:00 | 0.95563 | 0.89968 | 0.39475
2023-09-10 12:00 | 0.95583 | 0.89719 | 0.28113
2023-09-10 13:00 | 0.94884 | 0.88568 | 0.20128
2023-09-10 14:00 | 0.90092 | 0.86225 | 0.1691
2023-09-10 15:00 | 0 | 0.77742 | 0.15653
2023-09-10 16:00 | 0.16875 | 0.3614 | 0.16892
2023-09-10 17:00 | 0 | 0.02151 | 0.19568
2023-09-10 18:00 | 0 | 0 | 0.2519
2023-09-10 19:00 | 0 | 0 | 0.33122
2023-09-10 20:00 | 0 | 0 | 0.37712
2023-09-10 21:00 | 0 | 0 | 0.44278
2023-09-10 22:00 | 0 | 0 | 0.46913
2023-09-10 23:00 | 0 | 0 | 0.47892
2023-09-11 | 0 | 0 | 0.47757
2023-09-11 01:00 | 0 | 0 | 0.48725
2023-09-11 02:00 | 0 | 0 | 0.50817
2023-09-11 03:00 | 0 | 0 | 0.54037
2023-09-11 04:00 | 0 | 0 | 0.55465
2023-09-11 05:00 | 0 | 0.0066097 | 0.61717
2023-09-11 06:00 | 0 | 0.24757 | 0.65968
2023-09-11 07:00 | 0.3642 | 0.68123 | 0.67692
2023-09-11 08:00 | 0.83811 | 0.87358 | 0.56237
2023-09-11 09:00 | 0.92963 | 0.8786 | 0.3323
2023-09-11 10:00 | 0.95547 | 0.88184 | 0.46928
2023-09-11 11:00 | 0.95549 | 0.88166 | 0.44362
2023-09-11 12:00 | 0.95563 | 0.8766 | 0.362
2023-09-11 13:00 | 0.95618 | 0.8636 | 0.26898
2023-09-11 14:00 | 0.9091 | 0.84231 | 0.20963
2023-09-11 15:00 | 0 | 0.74875 | 0.20038
2023-09-11 16:00 | 0 | 0.33999 | 0.23125
2023-09-11 17:00 | 0 | 0.021335 | 0.26418
2023-09-11 18:00 | 0 | 0 | 0.30432
2023-09-11 19:00 | 0 | 0 | 0.33412
2023-09-11 20:00 | 0 | 0 | 0.33288
2023-09-11 21:00 | 0 | 0 | 0.38963
2023-09-11 22:00 | 0 | 0 | 0.42337
2023-09-11 23:00 | 0 | 0 | 0.4488
2023-09-12 | 0 | 0 | 0.4625
2023-09-12 01:00 | 0 | 0 | 0.5007
2023-09-12 02:00 | 0 | 0 | 0.55895
2023-09-12 03:00 | 0 | 0 | 0.67813
2023-09-12 04:00 | 0 | 0 | 0.73158
2023-09-12 05:00 | 0 | 0.0065264 | 0.77642
2023-09-12 06:00 | 0 | 0.23507 | 0.7926
2023-09-12 07:00 | 0.37613 | 0.65573 | 0.85135
2023-09-12 08:00 | 0.8426 | 0.85096 | 0.84548
2023-09-12 09:00 | 0.93733 | 0.85004 | 0.68365
2023-09-12 10:00 | 0.95599 | 0.85189 | 0.73042
2023-09-12 11:00 | 0.95587 | 0.85093 | 0.82723
2023-09-12 12:00 | 0.95604 | 0.84708 | 0.7984
2023-09-12 13:00 | 0.95647 | 0.83305 | 0.58585
2023-09-12 14:00 | 0.93461 | 0.80972 | 0.37013
2023-09-12 15:00 | 0 | 0.71734 | 0.25647
2023-09-12 16:00 | 0 | 0.32043 | 0.20202
2023-09-12 17:00 | 0 | 0.020541 | 0.19018
2023-09-12 18:00 | 0 | 0 | 0.20597
2023-09-12 19:00 | 0 | 0 | 0.27552
2023-09-12 20:00 | 0 | 0 | 0.39187
2023-09-12 21:00 | 0 | 0 | 0.4382
2023-09-12 22:00 | 0 | 0 | 0.45673
2023-09-12 23:00 | 0 | 0 | 0.41448
2023-09-13 | 0 | 0 | 0.33523
2023-09-13 01:00 | 0 | 0 | 0.23977
2023-09-13 02:00 | 0 | 0 | 0.20658
2023-09-13 03:00 | 0 | 0 | 0.17807
2023-09-13 04:00 | 0 | 0 | 0.16052
2023-09-13 05:00 | 0 | 0 | 0.12037
2023-09-13 06:00 | 0 | 0.22465 | 0.074
2023-09-13 07:00 | 0.3943 | 0.63301 | 0.032933
2023-09-13 08:00 | 0.8535 | 0.82208 | 0.0099333
2023-09-13 09:00 | 0.94178 | 0.84815 | 0.026933
2023-09-13 10:00 | 0.95588 | 0.85214 | 0.06045
2023-09-13 11:00 | 0.95577 | 0.85317 | 0.069167
2023-09-13 12:00 | 0.95594 | 0.84893 | 0.068233
2023-09-13 13:00 | 0.95627 | 0.83451 | 0.033183
2023-09-13 14:00 | 0.93009 | 0.81086 | 0
2023-09-13 15:00 | 0 | 0.71332 | 0
2023-09-13 16:00 | 0 | 0.32316 | 0
2023-09-13 17:00 | 0 | 0.020554 | 0
2023-09-13 18:00 | 0 | 0 | 0
2023-09-13 19:00 | 0 | 0 | 0
2023-09-13 20:00 | 0 | 0 | 0
2023-09-13 21:00 | 0 | 0 | 0
2023-09-13 22:00 | 0 | 0 | 0
2023-09-13 23:00 | 0 | 0 | 0.0155
2023-09-14 | 0 | 0 | 0.053517
2023-09-14 01:00 | 0 | 0 | 0.10547
2023-09-14 02:00 | 0 | 0 | 0.16938
2023-09-14 03:00 | 0 | 0 | 0.24287
2023-09-14 04:00 | 0 | 0 | 0.30778
2023-09-14 05:00 | 0 | 0.002578 | 0.40753
2023-09-14 06:00 | 0 | 0.2342 | 0.50298
2023-09-14 07:00 | 0.38514 | 0.64184 | 0.56322
2023-09-14 08:00 | 0.81784 | 0.82151 | 0.33412
2023-09-14 09:00 | 0.7626 | 0.84922 | 0.15138
2023-09-14 10:00 | 0.59926 | 0.85171 | 0.18045
2023-09-14 11:00 | 0.80457 | 0.8536 | 0.13977
2023-09-14 12:00 | 0.95596 | 0.84954 | 0.0789
2023-09-14 13:00 | 0.95228 | 0.83604 | 0.05645
2023-09-14 14:00 | 0.90061 | 0.80816 | 0.043517
2023-09-14 15:00 | 0.80024 | 0.6974 | 0.042533
2023-09-14 16:00 | 0 | 0.32611 | 0.0507
2023-09-14 17:00 | 0 | 0.021645 | 0.0696
2023-09-14 18:00 | 0 | 0 | 0.0982
2023-09-14 19:00 | 0 | 0 | 0.17488
2023-09-14 20:00 | 0 | 0 | 0.2063
2023-09-14 21:00 | 0 | 0 | 0.21758
2023-09-14 22:00 | 0 | 0 | 0.23158
2023-09-14 23:00 | 0 | 0 | 0.22497
2023-09-15 | 0 | 0 | 0.1971
2023-09-15 01:00 | 0 | 0 | 0.22463
2023-09-15 02:00 | 0 | 0 | 0.3313
2023-09-15 03:00 | 0 | 0 | 0.42325
2023-09-15 04:00 | 0 | 0 | 0.5015
2023-09-15 05:00 | 0 | 0.0030296 | 0.63305
2023-09-15 06:00 | 0 | 0.24053 | 0.71375
2023-09-15 07:00 | 0.37761 | 0.64843 | 0.72728
2023-09-15 08:00 | 0.85986 | 0.82614 | 0.60698
2023-09-15 09:00 | 0.94999 | 0.85082 | 0.39515
2023-09-15 10:00 | 0.95529 | 0.85438 | 0.54102
2023-09-15 11:00 | 0.95545 | 0.8558 | 0.52695
2023-09-15 12:00 | 0.95563 | 0.85139 | 0.39097
2023-09-15 13:00 | 0.95607 | 0.8365 | 0.26847
2023-09-15 14:00 | 0.93729 | 0.80951 | 0.22423
2023-09-15 15:00 | 0 | 0.71717 | 0.223
2023-09-15 16:00 | 0 | 0.32357 | 0.23882
2023-09-15 17:00 | 0 | 0.022091 | 0.26172
2023-09-15 18:00 | 0 | 0 | 0.31595
2023-09-15 19:00 | 0 | 0 | 0.35502
2023-09-15 20:00 | 0 | 0 | 0.36425
2023-09-15 21:00 | 0 | 0 | 0.4059
2023-09-15 22:00 | 0 | 0 | 0.4496
2023-09-15 23:00 | 0 | 0 | 0.50537
2023-09-16 | 0 | 0 | 0.55752
2023-09-16 01:00 | 0 | 0 | 0.6412
2023-09-16 02:00 | 0 | 0 | 0.75062
2023-09-16 03:00 | 0 | 0 | 0.84577
2023-09-16 04:00 | 0 | 0 | 0.8837
2023-09-16 05:00 | 0 | 0.0036026 | 0.89027
2023-09-16 06:00 | 0 | 0.24429 | 0.91385
2023-09-16 07:00 | 0.41117 | 0.65114 | 0.93945
2023-09-16 08:00 | 0.87883 | 0.82525 | 0.77753
2023-09-16 09:00 | 0.95489 | 0.86026 | 0.57127
2023-09-16 10:00 | 0.95504 | 0.86467 | 0.72932
2023-09-16 11:00 | 0.95521 | 0.86421 | 0.90277
2023-09-16 12:00 | 0.95539 | 0.85748 | 0.94728
2023-09-16 13:00 | 0.95554 | 0.84309 | 0.9034
2023-09-16 14:00 | 0.92308 | 0.81464 | 0.79245
2023-09-16 15:00 | 0 | 0.73159 | 0.70432
2023-09-16 16:00 | 0 | 0.3376 | 0.64253
2023-09-16 17:00 | 0 | 0.02298 | 0.61462
2023-09-16 18:00 | 0 | 0 | 0.6297
2023-09-16 19:00 | 0 | 0 | 0.54707
2023-09-16 20:00 | 0 | 0 | 0.50702
2023-09-16 21:00 | 0 | 0 | 0.48485
2023-09-16 22:00 | 0 | 0 | 0.3546
2023-09-16 23:00 | 0 | 0 | 0.2176
2023-09-17 | 0 | 0 | 0.12895
2023-09-17 01:00 | 0 | 0 | 0.092
2023-09-17 02:00 | 0 | 0 | 0.1192
2023-09-17 03:00 | 0 | 0 | 0.20768
2023-09-17 04:00 | 0 | 0 | 0.36475
2023-09-17 05:00 | 0 | 0.0041286 | 0.38213
2023-09-17 06:00 | 0 | 0.26051 | 0.42607
2023-09-17 07:00 | 0.42595 | 0.67504 | 0.83065
2023-09-17 08:00 | 0.87113 | 0.84398 | 0.99343
2023-09-17 09:00 | 0.95493 | 0.85791 | 0.99275
2023-09-17 10:00 | 0.95527 | 0.86368 | 0.99027
2023-09-17 11:00 | 0.95544 | 0.86457 | 0.86778
2023-09-17 12:00 | 0.95561 | 0.85759 | 0.56168
2023-09-17 13:00 | 0.95577 | 0.84063 | 0.25475
2023-09-17 14:00 | 0.92104 | 0.81439 | 0.065517
2023-09-17 15:00 | 0 | 0.71809 | 0
2023-09-17 16:00 | 0 | 0.32682 | 0
2023-09-17 17:00 | 0 | 0.022552 | 0
2023-09-17 18:00 | 0 | 0 | 0.038
2023-09-17 19:00 | 0 | 0 | 0.16783
2023-09-17 20:00 | 0 | 0 | 0.31087
2023-09-17 21:00 | 0 | 0 | 0.46677
2023-09-17 22:00 | 0 | 0 | 0.5648
2023-09-17 23:00 | 0 | 0 | 0.59008
2023-09-18 | 0 | 0 | 0.58007
2023-09-18 01:00 | 0 | 0 | 0.5389
2023-09-18 02:00 | 0 | 0 | 0.52545
2023-09-18 03:00 | 0 | 0 | 0.5791
2023-09-18 04:00 | 0 | 0 | 0.66865
2023-09-18 05:00 | 0 | 0.0044323 | 0.74387
2023-09-18 06:00 | 0 | 0.25551 | 0.90942
2023-09-18 07:00 | 0.427 | 0.66222 | 0.96938
2023-09-18 08:00 | 0.8732 | 0.82949 | 0.75265
2023-09-18 09:00 | 0.95489 | 0.85748 | 0.50943
2023-09-18 10:00 | 0.95502 | 0.85783 | 0.48288
2023-09-18 11:00 | 0.95519 | 0.8578 | 0.44723
2023-09-18 12:00 | 0.95538 | 0.84918 | 0.32917
2023-09-18 13:00 | 0.95552 | 0.84021 | 0.22538
2023-09-18 14:00 | 0.91725 | 0.80652 | 0.17082
2023-09-18 15:00 | 0 | 0.70726 | 0.15008
2023-09-18 16:00 | 0 | 0.31833 | 0.1329
2023-09-18 17:00 | 0 | 0.021972 | 0.13755
2023-09-18 18:00 | 0 | 0 | 0.15602
2023-09-18 19:00 | 0 | 0 | 0.22697
2023-09-18 20:00 | 0 | 0 | 0.25135
2023-09-18 21:00 | 0 | 0 | 0.32557
2023-09-18 22:00 | 0 | 0 | 0.32587
2023-09-18 23:00 | 0 | 0 | 0.29365
2023-09-19 | 0 | 0 | 0.23797
2023-09-19 01:00 | 0 | 0 | 0.20493
2023-09-19 02:00 | 0 | 0 | 0.2504
2023-09-19 03:00 | 0 | 0 | 0.34493
2023-09-19 04:00 | 0 | 0 | 0.45635
2023-09-19 05:00 | 0 | 0.0070726 | 0.60698
2023-09-19 06:00 | 0 | 0.25286 | 0.76208
2023-09-19 07:00 | 0.42385 | 0.65377 | 0.75913
2023-09-19 08:00 | 0.87414 | 0.82009 | 0.61278
2023-09-19 09:00 | 0.95506 | 0.85794 | 0.51588
2023-09-19 10:00 | 0.95525 | 0.86083 | 0.48303
2023-09-19 11:00 | 0.95542 | 0.85833 | 0.47928
2023-09-19 12:00 | 0.95561 | 0.84929 | 0.43258
2023-09-19 13:00 | 0.95576 | 0.83711 | 0.3527
2023-09-19 14:00 | 0.91924 | 0.81417 | 0.22805
2023-09-19 15:00 | 0 | 0.72033 | 0.16972
2023-09-19 16:00 | 0 | 0.33296 | 0.15155
2023-09-19 17:00 | 0 | 0.022809 | 0.12705
2023-09-19 18:00 | 0 | 0 | 0.11503
2023-09-19 19:00 | 0 | 0 | 0.15302
2023-09-19 20:00 | 0 | 0 | 0.1779
2023-09-19 21:00 | 0 | 0 | 0.26298
2023-09-19 22:00 | 0 | 0 | 0.34043
2023-09-19 23:00 | 0 | 0 | 0.35375
2023-09-20 | 0 | 0 | 0.33898
2023-09-20 01:00 | 0 | 0 | 0.29825
2023-09-20 02:00 | 0 | 0 | 0.22095
2023-09-20 03:00 | 0 | 0 | 0.15638
2023-09-20 04:00 | 0 | 0 | 0.12258
2023-09-20 05:00 | 0 | 0.0083878 | 0.19632
2023-09-20 06:00 | 0 | 0.27155 | 0.51303
2023-09-20 07:00 | 0.43839 | 0.67318 | 0.70385
2023-09-20 08:00 | 0.89008 | 0.82927 | 0.3189
2023-09-20 09:00 | 0.95532 | 0.85395 | 0.19272
2023-09-20 10:00 | 0.95539 | 0.85167 | 0.22798
2023-09-20 11:00 | 0.95555 | 0.85388 | 0.24947
2023-09-20 12:00 | 0.95571 | 0.84509 | 0.29867
2023-09-20 13:00 | 0.95584 | 0.83294 | 0.28973
2023-09-20 14:00 | 0.90286 | 0.79986 | 0.23285
2023-09-20 15:00 | 0 | 0.70477 | 0.20075
2023-09-20 16:00 | 0 | 0.32093 | 0.19783
2023-09-20 17:00 | 0 | 0.023183 | 0.21828
2023-09-20 18:00 | 0 | 0 | 0.29055
2023-09-20 19:00 | 0 | 0 | 0.42875
2023-09-20 20:00 | 0 | 0 | 0.48892
2023-09-20 21:00 | 0 | 0 | 0.49233
2023-09-20 22:00 | 0 | 0 | 0.44855
2023-09-20 23:00 | 0 | 0 | 0.38147
2023-09-21 | 0 | 0 | 0.31352
2023-09-21 01:00 | 0 | 0 | 0.2501
2023-09-21 02:00 | 0 | 0 | 0.22923
2023-09-21 03:00 | 0 | 0 | 0.26437
2023-09-21 04:00 | 0 | 0 | 0.33763
2023-09-21 05:00 | 0 | 0.0093059 | 0.43432
2023-09-21 06:00 | 0 | 0.26733 | 0.49288
2023-09-21 07:00 | 0.44496 | 0.66592 | 0.50218
2023-09-21 08:00 | 0.8956 | 0.8172 | 0.37605
2023-09-21 09:00 | 0.95519 | 0.85516 | 0.12537
2023-09-21 10:00 | 0.95524 | 0.85246 | 0.35343
2023-09-21 11:00 | 0.95541 | 0.85278 | 0.43997
2023-09-21 12:00 | 0.9556 | 0.84544 | 0.36708
2023-09-21 13:00 | 0.95575 | 0.83269 | 0.2602
2023-09-21 14:00 | 0.8904 | 0.79847 | 0.21182
2023-09-21 15:00 | 0 | 0.7026 | 0.1983
2023-09-21 16:00 | 0 | 0.32006 | 0.18803
2023-09-21 17:00 | 0 | 0.023324 | 0.2001
2023-09-21 18:00 | 0 | 0 | 0.24688
2023-09-21 19:00 | 0 | 0 | 0.42765
2023-09-21 20:00 | 0 | 0 | 0.67087
2023-09-21 21:00 | 0 | 0 | 0.79263
2023-09-21 22:00 | 0 | 0 | 0.81763
2023-09-21 23:00 | 0 | 0 | 0.7711
2023-09-22 | 0 | 0 | 0.75957
2023-09-22 01:00 | 0 | 0 | 0.74928
2023-09-22 02:00 | 0 | 0 | 0.7861
2023-09-22 03:00 | 0 | 0 | 0.86355
2023-09-22 04:00 | 0 | 0 | 0.9136
2023-09-22 05:00 | 0 | 0.010481 | 0.94133
2023-09-22 06:00 | 0.057818 | 0.27028 | 0.93038
2023-09-22 07:00 | 0.69422 | 0.66941 | 0.9166
2023-09-22 08:00 | 0.88435 | 0.81599 | 0.64942
2023-09-22 09:00 | 0.95526 | 0.85801 | 0.62603
2023-09-22 10:00 | 0.95543 | 0.8599 | 0.80903
2023-09-22 11:00 | 0.95559 | 0.86343 | 0.7995
2023-09-22 12:00 | 0.95578 | 0.85491 | 0.70607
2023-09-22 13:00 | 0.95597 | 0.8167 | 0.65778
2023-09-22 14:00 | 0.59491 | 0.5666 | 0.6101
2023-09-22 15:00 | 0 | 0.38679 | 0.56157
2023-09-22 16:00 | 0 | 0.20439 | 0.52493
2023-09-22 17:00 | 0 | 0.019276 | 0.54978
2023-09-22 18:00 | 0 | 0 | 0.53663
2023-09-22 19:00 | 0 | 0 | 0.35122
2023-09-22 20:00 | 0 | 0 | 0.13357
2023-09-22 21:00 | 0 | 0 | 0.0943
2023-09-22 22:00 | 0 | 0 | 0.12893
2023-09-22 23:00 | 0 | 0 | 0.21783
2023-09-23 | 0 | 0 | 0.1622
2023-09-23 01:00 | 0 | 0 | 0.99787
2023-09-23 02:00 | 0 | 0 | 1
2023-09-23 03:00 | 0 | 0 | 1
2023-09-23 04:00 | 0 | 0 | 1
2023-09-23 05:00 | 0 | 0.011262 | 1
2023-09-23 06:00 | 0.056964 | 0.27428 | 1
2023-09-23 07:00 | 0.68657 | 0.69498 | 1
2023-09-23 08:00 | 0.87113 | 0.86806 | 1
2023-09-23 09:00 | 0.95238 | 0.90061 | 0.99985
2023-09-23 10:00 | 0.95542 | 0.90061 | 0.99777
2023-09-23 11:00 | 0.95559 | 0.90061 | 0.98898
2023-09-23 12:00 | 0.95579 | 0.90061 | 0.94267
2023-09-23 13:00 | 0.95625 | 0.90061 | 0.88235
2023-09-23 14:00 | 0.61886 | 0.8708 | 0.78095
2023-09-23 15:00 | 0 | 0.78355 | 0.65367
2023-09-23 16:00 | 0 | 0.36617 | 0.55278
2023-09-23 17:00 | 0 | 0.027364 | 0.48287
2023-09-23 18:00 | 0 | 0 | 0.44215
2023-09-23 19:00 | 0 | 0 | 0.42998
2023-09-23 20:00 | 0 | 0 | 0.50547
2023-09-23 21:00 | 0 | 0 | 0.59833
2023-09-23 22:00 | 0 | 0 | 0.71567
2023-09-23 23:00 | 0 | 0 | 0.7876
2023-09-24 | 0 | 0 | 0.81778
2023-09-24 01:00 | 0 | 0 | 0.82402
2023-09-24 02:00 | 0 | 0 | 0.8299
2023-09-24 03:00 | 0 | 0 | 0.82915
2023-09-24 04:00 | 0 | 0 | 0.82685
2023-09-24 05:00 | 0 | 0.014685 | 0.84167
2023-09-24 06:00 | 0.052916 | 0.3262 | 0.84655
2023-09-24 07:00 | 0.68001 | 0.76022 | 0.86028
2023-09-24 08:00 | 0.8783 | 0.89466 | 0.62897
2023-09-24 09:00 | 0.95572 | 0.90061 | 0.61895
2023-09-24 10:00 | 0.95544 | 0.90061 | 0.70455
2023-09-24 11:00 | 0.95562 | 0.90061 | 0.519
2023-09-24 12:00 | 0.95581 | 0.90061 | 0.35283
2023-09-24 13:00 | 0.95629 | 0.90061 | 0.24622
2023-09-24 14:00 | 0.61899 | 0.88451 | 0.1793
2023-09-24 15:00 | 0 | 0.80281 | 0.14903
2023-09-24 16:00 | 0 | 0.38056 | 0.15718
2023-09-24 17:00 | 0 | 0.029133 | 0.16803
2023-09-24 18:00 | 0 | 0 | 0.195
2023-09-24 19:00 | 0 | 0 | 0.2677
2023-09-24 20:00 | 0 | 0 | 0.3308
2023-09-24 21:00 | 0 | 0 | 0.45677
2023-09-24 22:00 | 0 | 0 | 0.55637
2023-09-24 23:00 | 0 | 0 | 0.58978
2023-09-25 | 0 | 0 | 0.57083
2023-09-25 01:00 | 0 | 0 | 0.55562
2023-09-25 02:00 | 0 | 0 | 0.53603
2023-09-25 03:00 | 0 | 0 | 0.51058
2023-09-25 04:00 | 0 | 0 | 0.48247
2023-09-25 05:00 | 0 | 0.016431 | 0.46612
2023-09-25 06:00 | 0.05562 | 0.3442 | 0.43295
2023-09-25 07:00 | 0.67558 | 0.77461 | 0.37757
2023-09-25 08:00 | 0.83762 | 0.89868 | 0.2622
2023-09-25 09:00 | 0.92033 | 0.90061 | 0.11132
2023-09-25 10:00 | 0.95539 | 0.90061 | 0.0753
2023-09-25 11:00 | 0.95552 | 0.90061 | 0
2023-09-25 12:00 | 0.95571 | 0.90061 | 0
2023-09-25 13:00 | 0.95628 | 0.89238 | 0
2023-09-25 14:00 | 0.69677 | 0.86136 | 0
2023-09-25 15:00 | 0 | 0.77853 | 0
2023-09-25 16:00 | 0 | 0.36638 | 0
2023-09-25 17:00 | 0 | 0.028058 | 0
2023-09-25 18:00 | 0 | 0 | 0.00046667
2023-09-25 19:00 | 0 | 0 | 0.042
2023-09-25 20:00 | 0 | 0 | 0.11215
2023-09-25 21:00 | 0 | 0 | 0.18865
2023-09-25 22:00 | 0 | 0 | 0.23047
2023-09-25 23:00 | 0 | 0 | 0.25328
2023-09-26 | 0 | 0 | 0.28658
2023-09-26 01:00 | 0 | 0 | 0.35045
2023-09-26 02:00 | 0 | 0 | 0.32317
2023-09-26 03:00 | 0 | 0 | 0.30748
2023-09-26 04:00 | 0 | 0 | 0.24933
2023-09-26 05:00 | 0 | 0.017508 | 0.25677
2023-09-26 06:00 | 0.034079 | 0.32721 | 1
2023-09-26 07:00 | 0.64706 | 0.74213 | 1
2023-09-26 08:00 | 0.8571 | 0.888 | 1
2023-09-26 09:00 | 0.93958 | 0.90061 | 1
2023-09-26 10:00 | 0.95562 | 0.90061 | 1
2023-09-26 11:00 | 0.95556 | 0.90061 | 1
2023-09-26 12:00 | 0.95575 | 0.90061 | 1
2023-09-26 13:00 | 0.95603 | 0.90061 | 0.99975
2023-09-26 14:00 | 0.70805 | 0.85826 | 0.99825
2023-09-26 15:00 | 0 | 0.76674 | 0.9954
2023-09-26 16:00 | 0 | 0.35504 | 0.9933
2023-09-26 17:00 | 0 | 0.030759 | 0.99233
2023-09-26 18:00 | 0 | 0 | 0.99203
2023-09-26 19:00 | 0 | 0 | 0.98947
2023-09-26 20:00 | 0 | 0 | 0.99468
2023-09-26 21:00 | 0 | 0 | 0.99805
2023-09-26 22:00 | 0 | 0 | 0.99975
2023-09-26 23:00 | 0 | 0 | 0.99998
2023-09-27 | 0 | 0 | 1
2023-09-27 01:00 | 0 | 0 | 1
2023-09-27 02:00 | 0 | 0 | 1
2023-09-27 03:00 | 0 | 0 | 1
2023-09-27 04:00 | 0 | 0 | 1
2023-09-27 05:00 | 0 | 0.018172 | 1
2023-09-27 06:00 | 0.044052 | 0.32618 | 1
2023-09-27 07:00 | 0.65369 | 0.75602 | 1
2023-09-27 08:00 | 0.78271 | 0.89427 | 0.99037
2023-09-27 09:00 | 0.87029 | 0.90061 | 0.99907
2023-09-27 10:00 | 0.92345 | 0.90061 | 0.99743
2023-09-27 11:00 | 0.95208 | 0.90061 | 0.97807
2023-09-27 12:00 | 0.95547 | 0.90061 | 0.92495
2023-09-27 13:00 | 0.92073 | 0.90061 | 0.87998
2023-09-27 14:00 | 0.85947 | 0.87055 | 0.82407
2023-09-27 15:00 | 0 | 0.76827 | 0.75533
2023-09-27 16:00 | 0 | 0.36065 | 0.74392
2023-09-27 17:00 | 0 | 0.031886 | 0.71982
2023-09-27 18:00 | 0 | 0 | 0.71093
2023-09-27 19:00 | 0 | 0 | 0.67708
2023-09-27 20:00 | 0 | 0 | 0.69495
2023-09-27 21:00 | 0 | 0 | 0.78563
2023-09-27 22:00 | 0 | 0 | 0.8678
2023-09-27 23:00 | 0 | 0 | 0.92567
2023-09-28 | 0 | 0 | 0.95865
2023-09-28 01:00 | 0 | 0 | 0.95875
2023-09-28 02:00 | 0 | 0 | 0.95855
2023-09-28 03:00 | 0 | 0 | 0.9634
2023-09-28 04:00 | 0 | 0 | 0.96722
2023-09-28 05:00 | 0 | 0.019976 | 0.97085
2023-09-28 06:00 | 0 | 0.29476 | 0.96967
2023-09-28 07:00 | 0.5856 | 0.58462 | 0.97095
2023-09-28 08:00 | 0.82519 | 0.82304 | 0.8312
2023-09-28 09:00 | 0.9136 | 0.89274 | 0.8847
2023-09-28 10:00 | 0.95606 | 0.84797 | 0.86345
2023-09-28 11:00 | 0.9557 | 0.89708 | 0.66988
2023-09-28 12:00 | 0.95562 | 0.90061 | 0.45973
2023-09-28 13:00 | 0.95186 | 0.88789 | 0.32328
2023-09-28 14:00 | 0.89066 | 0.83729 | 0.2665
2023-09-28 15:00 | 0 | 0.69138 | 0.23282
2023-09-28 16:00 | 0 | 0.36603 | 0.21815
2023-09-28 17:00 | 0 | 0.031565 | 0.22977
2023-09-28 18:00 | 0 | 0 | 0.24722
2023-09-28 19:00 | 0 | 0 | 0.3493
2023-09-28 20:00 | 0 | 0 | 0.48692
2023-09-28 21:00 | 0 | 0 | 0.66263
2023-09-28 22:00 | 0 | 0 | 0.76917
2023-09-28 23:00 | 0 | 0 | 0.80725
2023-09-29 | 0 | 0 | 0.81593
2023-09-29 01:00 | 0 | 0 | 0.80842
2023-09-29 02:00 | 0 | 0 | 0.7919
2023-09-29 03:00 | 0 | 0 | 0.79915
2023-09-29 04:00 | 0 | 0 | 0.76497
2023-09-29 05:00 | 0 | 0.023821 | 0.78187
2023-09-29 06:00 | 0.036822 | 0.37799 | 0.80437
2023-09-29 07:00 | 0.65174 | 0.81264 | 0.81672
2023-09-29 08:00 | 0.88165 | 0.90061 | 0.5202
2023-09-29 09:00 | 0.95535 | 0.90061 | 0.29725
2023-09-29 10:00 | 0.95501 | 0.90061 | 0.34905
2023-09-29 11:00 | 0.95513 | 0.90061 | 0.2397
2023-09-29 12:00 | 0.95528 | 0.90061 | 0.18645
2023-09-29 13:00 | 0.9555 | 0.90061 | 0.15115
2023-09-29 14:00 | 0.67895 | 0.88768 | 0.12787
2023-09-29 15:00 | 0 | 0.80655 | 0.11022
2023-09-29 16:00 | 0 | 0.38568 | 0.089317
2023-09-29 17:00 | 0 | 0.034453 | 0.078017
2023-09-29 18:00 | 0 | 0 | 0.088083
2023-09-29 19:00 | 0 | 0 | 0.15783
2023-09-29 20:00 | 0 | 0 | 0.25857
2023-09-29 21:00 | 0 | 0 | 0.3993
2023-09-29 22:00 | 0 | 0 | 0.49247
2023-09-29 23:00 | 0 | 0 | 0.5064
2023-09-30 | 0 | 0 | 0.49038
2023-09-30 01:00 | 0 | 0 | 0.45333
2023-09-30 02:00 | 0 | 0 | 0.38167
2023-09-30 03:00 | 0 | 0 | 0.30793
2023-09-30 04:00 | 0 | 0 | 0.24555
2023-09-30 05:00 | 0 | 0.025255 | 0.2336
2023-09-30 06:00 | 0.061826 | 0.37518 | 0.27938
2023-09-30 07:00 | 0.6939 | 0.7995 | 0.35192
2023-09-30 08:00 | 0.89872 | 0.89651 | 0.39617
2023-09-30 09:00 | 0.95505 | 0.89715 | 0.1795
2023-09-30 10:00 | 0.95511 | 0.89462 | 0.13673
2023-09-30 11:00 | 0.95524 | 0.89679 | 0.036317
2023-09-30 12:00 | 0.95546 | 0.88497 | 0.043867
2023-09-30 13:00 | 0.95564 | 0.86749 | 0.0763
2023-09-30 14:00 | 0.57583 | 0.82482 | 0.12312
2023-09-30 15:00 | 0 | 0.73234 | 0.15612
2023-09-30 16:00 | 0 | 0.33583 | 0.17263
2023-09-30 17:00 | 0 | 0.03061 | 0.15878
2023-09-30 18:00 | 0 | 0 | 0.14522
2023-09-30 19:00 | 0 | 0 | 0.10348
2023-09-30 20:00 | 0 | 0 | 0.09305
2023-09-30 21:00 | 0 | 0 | 0.096783
2023-09-30 22:00 | 0 | 0 | 0.10428
2023-09-30 23:00 | 0 | 0 | 0.11595
2023-10-01 | 0 | 0 | 0.22822
2023-10-01 01:00 | 0 | 0 | 0.4206
2023-10-01 02:00 | 0 | 0 | 0.48627
2023-10-01 03:00 | 0 | 0 | 0.4941
2023-10-01 04:00 | 0 | 0 | 0.50627
2023-10-01 05:00 | 0 | 0.024308 | 0.54342
2023-10-01 06:00 | 0 | 0.33156 | 0.57763
2023-10-01 07:00 | 0.47055 | 0.73066 | 0.61522
2023-10-01 08:00 | 0.78095 | 0.84907 | 0.52845
2023-10-01 09:00 | 0.87367 | 0.83287 | 0.34148
2023-10-01 10:00 | 0.92444 | 0.8453 | 0.61923
2023-10-01 11:00 | 0.95017 | 0.84868 | 0.90838
2023-10-01 12:00 | 0.95544 | 0.84149 | 0.85212
2023-10-01 13:00 | 0.90857 | 0.7791 | 0.79137
2023-10-01 14:00 | 0.84269 | 0.5537 | 0.73115
2023-10-01 15:00 | 0.30021 | 0.59249 | 0.76025
2023-10-01 16:00 | 0 | 0.27206 | 0.7722
2023-10-01 17:00 | 0 | 0.025217 | 0.78405
2023-10-01 18:00 | 0 | 0 | 0.81282
2023-10-01 19:00 | 0 | 0 | 0.72777
2023-10-01 20:00 | 0 | 0 | 0.61582
2023-10-01 21:00 | 0 | 0 | 0.582
2023-10-01 22:00 | 0 | 0 | 0.60067
2023-10-01 23:00 | 0 | 0 | 0.88052
2023-10-02 | 0 | 0 | 0.97092
2023-10-02 01:00 | 0 | 0 | 0.96135
2023-10-02 02:00 | 0 | 0 | 0.94007
2023-10-02 03:00 | 0 | 0 | 0.9394
2023-10-02 04:00 | 0 | 0 | 0.93958
2023-10-02 05:00 | 0 | 0.0091905 | 0.9379
2023-10-02 06:00 | 0 | 0.22821 | 0.88665
2023-10-02 07:00 | 0.53998 | 0.61432 | 0.70798
2023-10-02 08:00 | 0.80328 | 0.76603 | 0.52753
2023-10-02 09:00 | 0.84552 | 0.81638 | 0.46938
2023-10-02 10:00 | 0.89117 | 0.8411 | 0.45345
2023-10-02 11:00 | 0.90603 | 0.83718 | 0.35048
2023-10-02 12:00 | 0.54054 | 0.82885 | 0.1999
2023-10-02 13:00 | 0.60824 | 0.78672 | 0.14905
2023-10-02 14:00 | 0.72815 | 0.68818 | 0.16293
2023-10-02 15:00 | 0.71011 | 0.49288 | 0.20677
2023-10-02 16:00 | 0.37218 | 0.16356 | 0.20812
2023-10-02 17:00 | 0 | 0.011765 | 0.25818
2023-10-02 18:00 | 0 | 0 | 0.34533
2023-10-02 19:00 | 0 | 0 | 0.50623
2023-10-02 20:00 | 0 | 0 | 0.6397
2023-10-02 21:00 | 0 | 0 | 0.7871
2023-10-02 22:00 | 0 | 0 | 0.90028
2023-10-02 23:00 | 0 | 0 | 0.95885
2023-10-03 | 0 | 0 | 0.9897
2023-10-03 01:00 | 0 | 0 | 0.99413
2023-10-03 02:00 | 0 | 0 | 0.99702
2023-10-03 03:00 | 0 | 0 | 0.99535
2023-10-03 04:00 | 0 | 0 | 0.99442
2023-10-03 05:00 | 0 | 0.0094291 | 0.997
2023-10-03 06:00 | 0.024586 | 0.22139 | 0.99402
2023-10-03 07:00 | 0.64519 | 0.55345 | 0.9702
2023-10-03 08:00 | 0.84954 | 0.40719 | 0.88218
2023-10-03 09:00 | 0.93007 | 0.85641 | 0.87318
2023-10-03 10:00 | 0.95458 | 0.90061 | 0.84812
2023-10-03 11:00 | 0.95459 | 0.90061 | 0.78908
2023-10-03 12:00 | 0.95477 | 0.90061 | 0.62612
2023-10-03 13:00 | 0.95492 | 0.89566 | 0.46315
2023-10-03 14:00 | 0.79109 | 0.85588 | 0.36617
2023-10-03 15:00 | 0 | 0.76254 | 0.35147
2023-10-03 16:00 | 0 | 0.35243 | 0.35792
2023-10-03 17:00 | 0 | 0.034219 | 0.35725
2023-10-03 18:00 | 0 | 0 | 0.38548
2023-10-03 19:00 | 0 | 0 | 0.42423
2023-10-03 20:00 | 0 | 0 | 0.44725
2023-10-03 21:00 | 0 | 0 | 0.52193
2023-10-03 22:00 | 0 | 0 | 0.64043
2023-10-03 23:00 | 0 | 0 | 0.76913
2023-10-04 | 0 | 0 | 0.8719
2023-10-04 01:00 | 0 | 0 | 0.91432
2023-10-04 02:00 | 0 | 0 | 0.94433
2023-10-04 03:00 | 0 | 0 | 0.96513
2023-10-04 04:00 | 0 | 0 | 0.97783
2023-10-04 05:00 | 0 | 0.033743 | 0.98887
2023-10-04 06:00 | 0.060669 | 0.36207 | 0.9798
2023-10-04 07:00 | 0.67567 | 0.77952 | 0.96087
2023-10-04 08:00 | 0.85255 | 0.89206 | 0.73332
2023-10-04 09:00 | 0.93027 | 0.90061 | 0.7847
2023-10-04 10:00 | 0.95411 | 0.90061 | 0.7136
2023-10-04 11:00 | 0.95412 | 0.90061 | 0.58612
2023-10-04 12:00 | 0.9543 | 0.90061 | 0.51438
2023-10-04 13:00 | 0.95475 | 0.90061 | 0.469
2023-10-04 14:00 | 0.66179 | 0.89309 | 0.44847
2023-10-04 15:00 | 0 | 0.81243 | 0.44317
2023-10-04 16:00 | 0 | 0.39387 | 0.45922
2023-10-04 17:00 | 0 | 0.038501 | 0.48815
2023-10-04 18:00 | 0 | 0 | 0.5327
2023-10-04 19:00 | 0 | 0 | 0.57317
2023-10-04 20:00 | 0 | 0 | 0.65023
2023-10-04 21:00 | 0 | 0 | 0.76358
2023-10-04 22:00 | 0 | 0 | 0.86445
2023-10-04 23:00 | 0 | 0 | 0.91315
2023-10-05 | 0 | 0 | 0.92517
2023-10-05 01:00 | 0 | 0 | 0.9299
2023-10-05 02:00 | 0 | 0 | 0.92793
2023-10-05 03:00 | 0 | 0 | 0.93218
2023-10-05 04:00 | 0 | 0 | 0.93557
2023-10-05 05:00 | 0 | 0.040114 | 0.95697
2023-10-05 06:00 | 0.063001 | 0.40046 | 0.97187
2023-10-05 07:00 | 0.66635 | 0.82863 | 0.97563
2023-10-05 08:00 | 0.83288 | 0.90061 | 0.80007
2023-10-05 09:00 | 0.91212 | 0.90061 | 0.90907
2023-10-05 10:00 | 0.95443 | 0.90061 | 0.98128
2023-10-05 11:00 | 0.95417 | 0.90061 | 0.91822
2023-10-05 12:00 | 0.95417 | 0.90061 | 0.78962
2023-10-05 13:00 | 0.94032 | 0.90061 | 0.66057
2023-10-05 14:00 | 0.72015 | 0.90061 | 0.59565
2023-10-05 15:00 | 0 | 0.82781 | 0.58992
2023-10-05 16:00 | 0 | 0.40335 | 0.62628
2023-10-05 17:00 | 0 | 0.038629 | 0.69418
2023-10-05 18:00 | 0 | 0 | 0.79553
2023-10-05 19:00 | 0 | 0 | 0.81677
2023-10-05 20:00 | 0 | 0 | 0.81608
2023-10-05 21:00 | 0 | 0 | 0.89887
2023-10-05 22:00 | 0 | 0 | 0.95818
2023-10-05 23:00 | 0 | 0 | 0.97703
2023-10-06 | 0 | 0 | 0.98275
2023-10-06 01:00 | 0 | 0 | 0.99025
2023-10-06 02:00 | 0 | 0 | 0.99203
2023-10-06 03:00 | 0 | 0 | 0.99213
2023-10-06 04:00 | 0 | 0 | 0.9894
2023-10-06 05:00 | 0 | 0.043401 | 0.9882
2023-10-06 06:00 | 0.056599 | 0.42293 | 0.9808
2023-10-06 07:00 | 0.6525 | 0.84968 | 0.96487
2023-10-06 08:00 | 0.83618 | 0.90061 | 0.74955
2023-10-06 09:00 | 0.91924 | 0.90061 | 0.76352
2023-10-06 10:00 | 0.95567 | 0.90061 | 0.8701
2023-10-06 11:00 | 0.95515 | 0.90061 | 0.67227
2023-10-06 12:00 | 0.95534 | 0.90061 | 0.37895
2023-10-06 13:00 | 0.95605 | 0.90061 | 0.2219
2023-10-06 14:00 | 0.71952 | 0.88729 | 0.1622
2023-10-06 15:00 | 0 | 0.79669 | 0.16943
2023-10-06 16:00 | 0 | 0.37646 | 0.22072
2023-10-06 17:00 | 0 | 0.035983 | 0.28608
2023-10-06 18:00 | 0 | 0 | 0.38123
2023-10-06 19:00 | 0 | 0 | 0.54588
2023-10-06 20:00 | 0 | 0 | 0.70043
2023-10-06 21:00 | 0 | 0 | 0.8105
2023-10-06 22:00 | 0 | 0 | 0.86803
2023-10-06 23:00 | 0 | 0 | 0.90215
2023-10-07 | 0 | 0 | 0.9235
2023-10-07 01:00 | 0 | 0 | 0.943
2023-10-07 02:00 | 0 | 0 | 0.95342
2023-10-07 03:00 | 0 | 0 | 0.97825
2023-10-07 04:00 | 0 | 0 | 0.9902
2023-10-07 05:00 | 0 | 0.043486 | 0.9945
2023-10-07 06:00 | 0.064447 | 0.40712 | 0.99523
2023-10-07 07:00 | 0.67057 | 0.82728 | 0.99692
2023-10-07 08:00 | 0.85984 | 0.90061 | 0.93223
2023-10-07 09:00 | 0.93946 | 0.90061 | 0.96798
2023-10-07 10:00 | 0.95554 | 0.90061 | 0.97373
2023-10-07 11:00 | 0.95549 | 0.90061 | 0.96132
2023-10-07 12:00 | 0.95568 | 0.90061 | 0.72183
2023-10-07 13:00 | 0.9559 | 0.90061 | 0.54513
2023-10-07 14:00 | 0.65132 | 0.8974 | 0.50782
2023-10-07 15:00 | 0 | 0.80922 | 0.56933
2023-10-07 16:00 | 0 | 0.39462 | 0.61072
2023-10-07 17:00 | 0 | 0.043259 | 0.68498
2023-10-07 18:00 | 0 | 0 | 0.79578
2023-10-07 19:00 | 0 | 0 | 0.85538
2023-10-07 20:00 | 0 | 0 | 0.93738
2023-10-07 21:00 | 0 | 0 | 0.9907
2023-10-07 22:00 | 0 | 0 | 0.99845
2023-10-07 23:00 | 0 | 0 | 0.99975
2023-10-08 | 0 | 0 | 0.99982
2023-10-08 01:00 | 0 | 0 | 1
2023-10-08 02:00 | 0 | 0 | 1
2023-10-08 03:00 | 0 | 0 | 1
2023-10-08 04:00 | 0 | 0 | 1
2023-10-08 05:00 | 0 | 0.046414 | 1
2023-10-08 06:00 | 0.089237 | 0.42699 | 1
2023-10-08 07:00 | 0.6959 | 0.85199 | 1
2023-10-08 08:00 | 0.87387 | 0.90061 | 0.99855
2023-10-08 09:00 | 0.95011 | 0.90061 | 0.99867
2023-10-08 10:00 | 0.95492 | 0.90061 | 0.99328
2023-10-08 11:00 | 0.95508 | 0.90061 | 0.9295
2023-10-08 12:00 | 0.95526 | 0.90061 | 0.73023
2023-10-08 13:00 | 0.95549 | 0.90061 | 0.5613
2023-10-08 14:00 | 0.57468 | 0.90061 | 0.49305
2023-10-08 15:00 | 0 | 0.82991 | 0.55732
2023-10-08 16:00 | 0 | 0.40983 | 0.66418
2023-10-08 17:00 | 0 | 0.046606 | 0.77973
2023-10-08 18:00 | 0 | 0 | 0.89097
2023-10-08 19:00 | 0 | 0 | 0.93147
2023-10-08 20:00 | 0 | 0 | 0.95743
2023-10-08 21:00 | 0 | 0 | 0.98512
2023-10-08 22:00 | 0 | 0 | 0.99347
2023-10-08 23:00 | 0 | 0 | 0.99657
2023-10-09 | 0 | 0 | 0.99767
2023-10-09 01:00 | 0 | 0 | 0.99783
2023-10-09 02:00 | 0 | 0 | 0.99773
2023-10-09 03:00 | 0 | 0 | 0.9973
2023-10-09 04:00 | 0 | 0 | 0.99747
2023-10-09 05:00 | 0 | 0.051624 | 0.99803
2023-10-09 06:00 | 0.098549 | 0.44284 | 0.99755
2023-10-09 07:00 | 0.69986 | 0.86788 | 0.99417
2023-10-09 08:00 | 0.88259 | 0.90061 | 0.80263
2023-10-09 09:00 | 0.95498 | 0.90061 | 0.83607
2023-10-09 10:00 | 0.95463 | 0.90061 | 0.84113
2023-10-09 11:00 | 0.9548 | 0.90061 | 0.63158
2023-10-09 12:00 | 0.95498 | 0.90061 | 0.3794
2023-10-09 13:00 | 0.95535 | 0.90061 | 0.21772
2023-10-09 14:00 | 0.54691 | 0.90061 | 0.15087
2023-10-09 15:00 | 0 | 0.82888 | 0.15638
2023-10-09 16:00 | 0 | 0.41738 | 0.19378
2023-10-09 17:00 | 0 | 0.048237 | 0.24688
2023-10-09 18:00 | 0 | 0 | 0.33642
2023-10-09 19:00 | 0 | 0 | 0.53957
2023-10-09 20:00 | 0 | 0 | 0.75918
2023-10-09 21:00 | 0 | 0 | 0.9008
2023-10-09 22:00 | 0 | 0 | 0.95693
2023-10-09 23:00 | 0 | 0 | 0.97052
2023-10-10 | 0 | 0 | 0.97085
2023-10-10 01:00 | 0 | 0 | 0.97852
2023-10-10 02:00 | 0 | 0 | 0.98833
2023-10-10 03:00 | 0 | 0 | 0.99177
2023-10-10 04:00 | 0 | 0 | 0.99122
2023-10-10 05:00 | 0 | 0.052988 | 0.98155
2023-10-10 06:00 | 0.1122 | 0.45691 | 0.96172
2023-10-10 07:00 | 0.71405 | 0.86439 | 0.93765
2023-10-10 08:00 | 0.88915 | 0.90061 | 0.70255
2023-10-10 09:00 | 0.95448 | 0.90061 | 0.45952
2023-10-10 10:00 | 0.95464 | 0.90061 | 0.49878
2023-10-10 11:00 | 0.95483 | 0.90061 | 0.38523
2023-10-10 12:00 | 0.95503 | 0.90061 | 0.1995
2023-10-10 13:00 | 0.95521 | 0.90061 | 0.11478
2023-10-10 14:00 | 0.51329 | 0.89031 | 0.069017
2023-10-10 15:00 | 0 | 0.81677 | 0.0438
2023-10-10 16:00 | 0 | 0.40253 | 0.0477
2023-10-10 17:00 | 0 | 0.04672 | 0.07535
2023-10-10 18:00 | 0 | 0 | 0.12945
2023-10-10 19:00 | 0 | 0 | 0.2732
2023-10-10 20:00 | 0 | 0 | 0.50133
2023-10-10 21:00 | 0 | 0 | 0.77247
2023-10-10 22:00 | 0 | 0 | 0.86353
2023-10-10 23:00 | 0 | 0 | 0.8823
2023-10-11 | 0 | 0 | 0.83692
2023-10-11 01:00 | 0 | 0 | 0.79975
2023-10-11 02:00 | 0 | 0 | 0.7538
2023-10-11 03:00 | 0 | 0 | 0.74942
2023-10-11 04:00 | 0 | 0 | 0.7185
2023-10-11 05:00 | 0 | 0.06485 | 0.6873
2023-10-11 06:00 | 0.13784 | 0.44861 | 0.6832
2023-10-11 07:00 | 0.72982 | 0.85221 | 0.67198
2023-10-11 08:00 | 0.90446 | 0.90061 | 0.40232
2023-10-11 09:00 | 0.95495 | 0.90061 | 0.48515
2023-10-11 10:00 | 0.95501 | 0.90061 | 0.66392
2023-10-11 11:00 | 0.9552 | 0.90061 | 0.47357
2023-10-11 12:00 | 0.95541 | 0.90061 | 0.31505
2023-10-11 13:00 | 0.95558 | 0.88718 | 0.21717
2023-10-11 14:00 | 0.45663 | 0.84687 | 0.11748
2023-10-11 15:00 | 0 | 0.75741 | 0.0463
2023-10-11 16:00 | 0 | 0.36186 | 0.010317
2023-10-11 17:00 | 0 | 0.042646 | 0.0043667
2023-10-11 18:00 | 0 | 0 | 0.0181
2023-10-11 19:00 | 0 | 0 | 0.058183
2023-10-11 20:00 | 0 | 0 | 0.09525
2023-10-11 21:00 | 0 | 0 | 0.14033
2023-10-11 22:00 | 0 | 0 | 0.18792
2023-10-11 23:00 | 0 | 0 | 0.24107
2023-10-12 | 0 | 0 | 0.28258
2023-10-12 01:00 | 0 | 0 | 0.34542
2023-10-12 02:00 | 0 | 0 | 0.51207
2023-10-12 03:00 | 0 | 0 | 0.67933
2023-10-12 04:00 | 0 | 0 | 0.78242
2023-10-12 05:00 | 0 | 0.06099 | 0.86287
2023-10-12 06:00 | 0.1672 | 0.40965 | 0.92278
2023-10-12 07:00 | 0.75355 | 0.79704 | 0.96272
2023-10-12 08:00 | 0.91049 | 0.87023 | 0.87455
2023-10-12 09:00 | 0.95477 | 0.88754 | 0.7707
2023-10-12 10:00 | 0.95474 | 0.89501 | 0.90848
2023-10-12 11:00 | 0.9549 | 0.89566 | 0.91663
2023-10-12 12:00 | 0.95506 | 0.8896 | 0.85348
2023-10-12 13:00 | 0.95525 | 0.86934 | 0.69475
2023-10-12 14:00 | 0.39688 | 0.82464 | 0.46983
2023-10-12 15:00 | 0 | 0.69199 | 0.22753
2023-10-12 16:00 | 0 | 0.33366 | 0.12908
2023-10-12 17:00 | 0 | 0.040164 | 0.10677
2023-10-12 18:00 | 0 | 0 | 0.10473
2023-10-12 19:00 | 0 | 0 | 0.11423
2023-10-12 20:00 | 0 | 0 | 0.1509
2023-10-12 21:00 | 0 | 0 | 0.20108
2023-10-12 22:00 | 0 | 0 | 0.44577
2023-10-12 23:00 | 0 | 0 | 0.85447
2023-10-13 | 0 | 0 | 0.94812
2023-10-13 01:00 | 0 | 0 | 0.96995
2023-10-13 02:00 | 0 | 0 | 0.90133
2023-10-13 03:00 | 0 | 0 | 0.0589
2023-10-13 04:00 | 0 | 0 | 0.0418
2023-10-13 05:00 | 0 | 0.058718 | 0.044517
2023-10-13 06:00 | 0.16366 | 0.3911 | 0.1073
2023-10-13 07:00 | 0.74583 | 0.77678 | 0.15217
2023-10-13 08:00 | 0.8961 | 0.86197 | 0.0964
2023-10-13 09:00 | 0.95464 | 0.88615 | 0.18043
2023-10-13 10:00 | 0.95476 | 0.88608 | 0.31082
2023-10-13 11:00 | 0.95491 | 0.85541 | 0.29817
2023-10-13 12:00 | 0.9551 | 0.78536 | 0.28158
2023-10-13 13:00 | 0.95542 | 0.76008 | 0.27445
2023-10-13 14:00 | 0.42283 | 0.43098 | 0.3239
2023-10-13 15:00 | 0 | 0.58789 | 0.36047
2023-10-13 16:00 | 0 | 0.30014 | 0.42718
2023-10-13 17:00 | 0 | 0.034542 | 0.4777
2023-10-13 18:00 | 0 | 0 | 0.49575
2023-10-13 19:00 | 0 | 0 | 0.47817
2023-10-13 20:00 | 0 | 0 | 0.5863
2023-10-13 21:00 | 0 | 0 | 0.66515
2023-10-13 22:00 | 0 | 0 | 0.8146
2023-10-13 23:00 | 0 | 0 | 0.90522
2023-10-14 | 0 | 0 | 0.70278
2023-10-14 01:00 | 0 | 0 | 0.45193
2023-10-14 02:00 | 0 | 0 | 0.4497
2023-10-14 03:00 | 0 | 0 | 0.59862
2023-10-14 04:00 | 0 | 0 | 0.7666
2023-10-14 05:00 | 0 | 0.056353 | 0.80455
2023-10-14 06:00 | 0.15174 | 0.37176 | 0.82715
2023-10-14 07:00 | 0.72852 | 0.73786 | 0.87868
2023-10-14 08:00 | 0.88102 | 0.84872 | 0.55655
2023-10-14 09:00 | 0.95248 | 0.90061 | 0.62012
2023-10-14 10:00 | 0.95485 | 0.90061 | 0.54408
2023-10-14 11:00 | 0.95502 | 0.90061 | 0.41242
2023-10-14 12:00 | 0.95535 | 0.90061 | 0.24012
2023-10-14 13:00 | 0.77145 | 0.90061 | 0.1597
2023-10-14 14:00 | 0.65327 | 0.85986 | 0.12555
2023-10-14 15:00 | 0 | 0.7745 | 0.1334
2023-10-14 16:00 | 0 | 0.37596 | 0.16238
2023-10-14 17:00 | 0 | 0.045303 | 0.21932
2023-10-14 18:00 | 0 | 0 | 0.318
2023-10-14 19:00 | 0 | 0 | 0.47157
2023-10-14 20:00 | 0 | 0 | 0.54518
2023-10-14 21:00 | 0 | 0 | 0.59695
2023-10-14 22:00 | 0 | 0 | 0.7199
2023-10-14 23:00 | 0 | 0 | 0.82213
2023-10-15 | 0 | 0 | 0.89952
2023-10-15 01:00 | 0 | 0 | 0.92755
2023-10-15 02:00 | 0 | 0 | 0.93218
2023-10-15 03:00 | 0 | 0 | 0.9327
2023-10-15 04:00 | 0 | 0 | 0.92482
2023-10-15 05:00 | 0 | 0.058397 | 0.91675
2023-10-15 06:00 | 0.15623 | 0.43679 | 0.90093
2023-10-15 07:00 | 0.72816 | 0.83091 | 0.87235
2023-10-15 08:00 | 0.86575 | 0.90061 | 0.68233
2023-10-15 09:00 | 0.94123 | 0.90061 | 0.76445
2023-10-15 10:00 | 0.95445 | 0.90061 | 0.76113
2023-10-15 11:00 | 0.90297 | 0.90061 | 0.68018
2023-10-15 12:00 | 0.58376 | 0.90061 | 0.57365
2023-10-15 13:00 | 0.67423 | 0.90061 | 0.51698
2023-10-15 14:00 | 0.41122 | 0.89213 | 0.48325
2023-10-15 15:00 | 0.31511 | 0.82026 | 0.4883
2023-10-15 16:00 | 0 | 0.4125 | 0.48813
2023-10-15 17:00 | 0 | 0.051197 | 0.47825
2023-10-15 18:00 | 0 | 0 | 0.50977
2023-10-15 19:00 | 0 | 0 | 0.56183
2023-10-15 20:00 | 0 | 0 | 0.63228
2023-10-15 21:00 | 0 | 0 | 0.71463
2023-10-15 22:00 | 0 | 0 | 0.78288
2023-10-15 23:00 | 0 | 0 | 0.8508
2023-10-16 | 0 | 0 | 0.90297
2023-10-16 01:00 | 0 | 0 | 0.92248
2023-10-16 02:00 | 0 | 0 | 0.9259
2023-10-16 03:00 | 0 | 0 | 0.9504
2023-10-16 04:00 | 0 | 0 | 0.97498
2023-10-16 05:00 | 0 | 0.066136 | 0.9973
2023-10-16 06:00 | 0.14031 | 0.47457 | 0.99972
2023-10-16 07:00 | 0.70238 | 0.87675 | 0.99983
2023-10-16 08:00 | 0.76965 | 0.90061 | 0.99125
2023-10-16 09:00 | 0.85032 | 0.90061 | 0.98893
2023-10-16 10:00 | 0.89172 | 0.90061 | 0.9629
2023-10-16 11:00 | 0.78917 | 0.90061 | 0.87853
2023-10-16 12:00 | 0.81596 | 0.90061 | 0.79402
2023-10-16 13:00 | 0.45076 | 0.90061 | 0.72612
2023-10-16 14:00 | 0.26602 | 0.90061 | 0.67075
2023-10-16 15:00 | 0 | 0.79744 | 0.62583
2023-10-16 16:00 | 0 | 0.41706 | 0.61235
2023-10-16 17:00 | 0 | 0.053348 | 0.63932
2023-10-16 18:00 | 0 | 0 | 0.68607
2023-10-16 19:00 | 0 | 0 | 0.7396
2023-10-16 20:00 | 0 | 0 | 0.81092
2023-10-16 21:00 | 0 | 0 | 0.88343
2023-10-16 22:00 | 0 | 0 | 0.93463
2023-10-16 23:00 | 0 | 0 | 0.95348
2023-10-17 | 0 | 0 | 0.94478
2023-10-17 01:00 | 0 | 0 | 0.94638
2023-10-17 02:00 | 0 | 0 | 0.95343
2023-10-17 03:00 | 0 | 0 | 0.96472
2023-10-17 04:00 | 0 | 0 | 0.98993
2023-10-17 05:00 | 0 | 0.068469 | 0.99833
2023-10-17 06:00 | 0 | 0.48572 | 0.99975
2023-10-17 07:00 | 0.54944 | 0.88383 | 0.9998
2023-10-17 08:00 | 0.73744 | 0.90061 | 0.9934
2023-10-17 09:00 | 0.81079 | 0.90061 | 0.99673
2023-10-17 10:00 | 0.87209 | 0.90061 | 0.99527
2023-10-17 11:00 | 0.78669 | 0.90061 | 0.96475
2023-10-17 12:00 | 0.76166 | 0.90061 | 0.90218
2023-10-17 13:00 | 0.36506 | 0.90061 | 0.82527
2023-10-17 14:00 | 0 | 0.90061 | 0.75557
2023-10-17 15:00 | 0 | 0.84747 | 0.745
2023-10-17 16:00 | 0 | 0.42917 | 0.7722
2023-10-17 17:00 | 0 | 0.053796 | 0.82892
2023-10-17 18:00 | 0 | 0 | 0.88315
2023-10-17 19:00 | 0 | 0 | 0.87635
2023-10-17 20:00 | 0 | 0 | 0.92007
2023-10-17 21:00 | 0 | 0 | 0.9708
2023-10-17 22:00 | 0 | 0 | 0.99087
2023-10-17 23:00 | 0 | 0 | 0.99725
2023-10-18 | 0 | 0 | 0.99937
2023-10-18 01:00 | 0 | 0 | 0.9998
2023-10-18 02:00 | 0 | 0 | 0.99993
2023-10-18 03:00 | 0 | 0 | 0.99997
2023-10-18 04:00 | 0 | 0 | 1
2023-10-18 05:00 | 0 | 0.072511 | 1
2023-10-18 06:00 | 0 | 0.49665 | 1
2023-10-18 07:00 | 0 | 0.88725 | 1
2023-10-18 08:00 | 0.68693 | 0.90061 | 0.99362
2023-10-18 09:00 | 0.86206 | 0.90061 | 0.99917
2023-10-18 10:00 | 0.90528 | 0.90061 | 0.9997
2023-10-18 11:00 | 0.9284 | 0.90061 | 0.99413
2023-10-18 12:00 | 0.84775 | 0.90061 | 0.91155
2023-10-18 13:00 | 0 | 0.90061 | 0.73965
2023-10-18 14:00 | 0 | 0.89526 | 0.61
2023-10-18 15:00 | 0 | 0.81449 | 0.5762
2023-10-18 16:00 | 0 | 0.40459 | 0.60778
2023-10-18 17:00 | 0 | 0.052429 | 0.67217
2023-10-18 18:00 | 0 | 0 | 0.75722
2023-10-18 19:00 | 0 | 0 | 0.79973
2023-10-18 20:00 | 0 | 0 | 0.90555
2023-10-18 21:00 | 0 | 0 | 0.97288
2023-10-18 22:00 | 0 | 0 | 0.99437
2023-10-18 23:00 | 0 | 0 | 0.99748
2023-10-19 | 0 | 0 | 0.99778
2023-10-19 01:00 | 0 | 0 | 0.9974
2023-10-19 02:00 | 0 | 0 | 0.9976
2023-10-19 03:00 | 0 | 0 | 0.99913
2023-10-19 04:00 | 0 | 0 | 0.99982
2023-10-19 05:00 | 0 | 0.070085 | 1
2023-10-19 06:00 | 0.065151 | 0.47115 | 1
2023-10-19 07:00 | 0.60459 | 0.85196 | 1
2023-10-19 08:00 | 0.84525 | 0.90061 | 0.97517
2023-10-19 09:00 | 0.93197 | 0.90061 | 0.9669
2023-10-19 10:00 | 0.95723 | 0.90061 | 0.88857
2023-10-19 11:00 | 0.9514 | 0.90061 | 0.72143
2023-10-19 12:00 | 0.78188 | 0.90061 | 0.65818
2023-10-19 13:00 | 0.60395 | 0.88722 | 0.45535
2023-10-19 14:00 | 0 | 0.8313 | 0.27367
2023-10-19 15:00 | 0 | 0.73714 | 0.20758
2023-10-19 16:00 | 0 | 0.35566 | 0.18852
2023-10-19 17:00 | 0 | 0.046457 | 0.18512
2023-10-19 18:00 | 0 | 0 | 0.1957
2023-10-19 19:00 | 0 | 0 | 0.223
2023-10-19 20:00 | 0 | 0 | 0.14927
2023-10-19 21:00 | 0 | 0 | 0.022583
2023-10-19 22:00 | 0 | 0 | 0.044783
2023-10-19 23:00 | 0 | 0 | 0.0485
2023-10-20 | 0 | 0 | 0.06725
2023-10-20 01:00 | 0 | 0 | 0.20882
2023-10-20 02:00 | 0 | 0 | 0.59877
2023-10-20 03:00 | 0 | 0 | 0.90517
2023-10-20 04:00 | 0 | 0 | 0.99193
2023-10-20 05:00 | 0 | 0.064348 | 0.99982
2023-10-20 06:00 | 0.14671 | 0.41827 | 0.99975
2023-10-20 07:00 | 0.70753 | 0.78216 | 0.99327
2023-10-20 08:00 | 0.925 | 0.87803 | 0.93005
2023-10-20 09:00 | 0.95703 | 0.90061 | 0.95662
2023-10-20 10:00 | 0.95721 | 0.90061 | 0.90792
2023-10-20 11:00 | 0.95737 | 0.90061 | 0.8095
2023-10-20 12:00 | 0.95755 | 0.87753 | 0.63528
2023-10-20 13:00 | 0.95767 | 0.8166 | 0.39655
2023-10-20 14:00 | 0.77999 | 0.75609 | 0.2063
2023-10-20 15:00 | 0 | 0.62753 | 0.12597
2023-10-20 16:00 | 0 | 0.32747 | 0.1241
2023-10-20 17:00 | 0 | 0.052742 | 0.1272
2023-10-20 18:00 | 0 | 0 | 0.16633
2023-10-20 19:00 | 0 | 0 | 0.2761
2023-10-20 20:00 | 0 | 0 | 0.36592
2023-10-20 21:00 | 0 | 0 | 0.53082
2023-10-20 22:00 | 0 | 0 | 0.65308
2023-10-20 23:00 | 0 | 0 | 0.81427
2023-10-21 | 0 | 0 | 0.90898
2023-10-21 01:00 | 0 | 0 | 0.9396
2023-10-21 02:00 | 0 | 0 | 0.9451
2023-10-21 03:00 | 0 | 0 | 0.95948
2023-10-21 04:00 | 0 | 0 | 0.98117
2023-10-21 05:00 | 0 | 0.065271 | 0.9942
2023-10-21 06:00 | 0.21856 | 0.41752 | 0.99795
2023-10-21 07:00 | 0.77972 | 0.77746 | 0.99
2023-10-21 08:00 | 0.94685 | 0.87767 | 0.89207
2023-10-21 09:00 | 0.95519 | 0.90061 | 0.92968
2023-10-21 10:00 | 0.95538 | 0.90061 | 0.84447
2023-10-21 11:00 | 0.95556 | 0.90061 | 0.64825
2023-10-21 12:00 | 0.95577 | 0.90061 | 0.37957
2023-10-21 13:00 | 0.95596 | 0.90061 | 0.2477
2023-10-21 14:00 | 0.28337 | 0.86268 | 0.21027
2023-10-21 15:00 | 0 | 0.77856 | 0.21142
2023-10-21 16:00 | 0 | 0.38547 | 0.21637
2023-10-21 17:00 | 0 | 0.059384 | 0.2333
2023-10-21 18:00 | 0 | 0 | 0.25422
2023-10-21 19:00 | 0 | 0 | 0.29262
2023-10-21 20:00 | 0 | 0 | 0.30235
2023-10-21 21:00 | 0 | 0 | 0.33123
2023-10-21 22:00 | 0 | 0 | 0.36168
2023-10-21 23:00 | 0 | 0 | 0.35348
2023-10-22 | 0 | 0 | 0.38395
2023-10-22 01:00 | 0 | 0 | 0.44113
2023-10-22 02:00 | 0 | 0 | 0.5822
2023-10-22 03:00 | 0 | 0 | 0.67855
2023-10-22 04:00 | 0 | 0 | 0.69803
2023-10-22 05:00 | 0 | 0.073316 | 0.75158
2023-10-22 06:00 | 0.23717 | 0.45766 | 0.81867
2023-10-22 07:00 | 0.79874 | 0.8182 | 0.7883
2023-10-22 08:00 | 0.91563 | 0.8938 | 0.39272
2023-10-22 09:00 | 0.9549 | 0.90061 | 0.59327
2023-10-22 10:00 | 0.95488 | 0.90061 | 0.52537
2023-10-22 11:00 | 0.95506 | 0.90061 | 0.39212
2023-10-22 12:00 | 0.89828 | 0.90061 | 0.27358
2023-10-22 13:00 | 0.80072 | 0.89152 | 0.21573
2023-10-22 14:00 | 0.48552 | 0.83451 | 0.22213
2023-10-22 15:00 | 0 | 0.73056 | 0.24773
2023-10-22 16:00 | 0 | 0.35204 | 0.27463
2023-10-22 17:00 | 0 | 0.054249 | 0.31418
2023-10-22 18:00 | 0 | 0 | 0.31307
2023-10-22 19:00 | 0 | 0 | 0.30315
2023-10-22 20:00 | 0 | 0 | 0.20427
2023-10-22 21:00 | 0 | 0 | 0.20018
2023-10-22 22:00 | 0 | 0 | 0.20262
2023-10-22 23:00 | 0 | 0 | 0.22493
2023-10-23 | 0 | 0 | 0.29697
2023-10-23 01:00 | 0 | 0 | 0.41878
2023-10-23 02:00 | 0 | 0 | 0.55017
2023-10-23 03:00 | 0 | 0 | 0.62932
2023-10-23 04:00 | 0 | 0 | 0.67148
2023-10-23 05:00 | 0 | 0.069644 | 0.69455
2023-10-23 06:00 | 0 | 0.42386 | 0.74553
2023-10-23 07:00 | 0.12033 | 0.76948 | 0.72833
2023-10-23 08:00 | 0.86705 | 0.8709 | 0.32682
2023-10-23 09:00 | 0.95432 | 0.90061 | 0.37027
2023-10-23 10:00 | 0.95447 | 0.90061 | 0.35525
2023-10-23 11:00 | 0.95463 | 0.90061 | 0.30513
2023-10-23 12:00 | 0.95486 | 0.90061 | 0.37107
2023-10-23 13:00 | 0.93807 | 0.89281 | 0.48225
2023-10-23 14:00 | 0.63151 | 0.79006 | 0.48917
2023-10-23 15:00 | 0.42569 | 0.71834 | 0.4962
2023-10-23 16:00 | 0 | 0.36798 | 0.50913
2023-10-23 17:00 | 0 | 0.057742 | 0.5537
2023-10-23 18:00 | 0 | 0 | 0.6011
2023-10-23 19:00 | 0 | 0 | 0.66908
2023-10-23 20:00 | 0 | 0 | 0.63923
2023-10-23 21:00 | 0 | 0 | 0.56683
2023-10-23 22:00 | 0 | 0 | 0.52387
2023-10-23 23:00 | 0 | 0 | 0.53537
2023-10-24 | 0 | 0 | 0.54003
2023-10-24 01:00 | 0 | 0 | 0.56462
2023-10-24 02:00 | 0 | 0 | 0.61992
2023-10-24 03:00 | 0 | 0 | 0.68878
2023-10-24 04:00 | 0 | 0 | 0.70798
2023-10-24 05:00 | 0 | 0.073835 | 0.72213
2023-10-24 06:00 | 0.19948 | 0.43832 | 0.73
2023-10-24 07:00 | 0.74745 | 0.79031 | 0.7614
2023-10-24 08:00 | 0.87841 | 0.88597 | 0.5244
2023-10-24 09:00 | 0.94786 | 0.90061 | 0.54968
2023-10-24 10:00 | 0.95455 | 0.90061 | 0.52922
2023-10-24 11:00 | 0.95455 | 0.90061 | 0.45232
2023-10-24 12:00 | 0.95487 | 0.90061 | 0.48908
2023-10-24 13:00 | 0.77287 | 0.89897 | 0.546
2023-10-24 14:00 | 0.43307 | 0.85228 | 0.56538
2023-10-24 15:00 | 0 | 0.76058 | 0.57318
2023-10-24 16:00 | 0.074554 | 0.37578 | 0.58075
2023-10-24 17:00 | 0 | 0.059035 | 0.59445
2023-10-24 18:00 | 0 | 0 | 0.58308
2023-10-24 19:00 | 0 | 0 | 0.45142
2023-10-24 20:00 | 0 | 0 | 0.36733
2023-10-24 21:00 | 0 | 0 | 0.38838
2023-10-24 22:00 | 0 | 0 | 0.4424
2023-10-24 23:00 | 0 | 0 | 0.4909
2023-10-25 | 0 | 0 | 0.5416
2023-10-25 01:00 | 0 | 0 | 0.56047
2023-10-25 02:00 | 0 | 0 | 0.58438
2023-10-25 03:00 | 0 | 0 | 0.59385
2023-10-25 04:00 | 0 | 0 | 0.61945
2023-10-25 05:00 | 0 | 0.078483 | 0.65052
2023-10-25 06:00 | 0.17574 | 0.44818 | 0.63877
2023-10-25 07:00 | 0.72201 | 0.7943 | 0.5383
2023-10-25 08:00 | 0.87384 | 0.88223 | 0.21858
2023-10-25 09:00 | 0.94622 | 0.90061 | 0.23445
2023-10-25 10:00 | 0.95284 | 0.90061 | 0.21572
2023-10-25 11:00 | 0.95261 | 0.90061 | 0.17377
2023-10-25 12:00 | 0.95263 | 0.90061 | 0.19227
2023-10-25 13:00 | 0.95377 | 0.8765 | 0.16217
2023-10-25 14:00 | 0.54193 | 0.81008 | 0.079583
2023-10-25 15:00 | 0 | 0.7323 | 0.014467
2023-10-25 16:00 | 0 | 0.37596 | 0
2023-10-25 17:00 | 0 | 0.061581 | 0
2023-10-25 18:00 | 0 | 0 | 0
2023-10-25 19:00 | 0 | 0 | 0
2023-10-25 20:00 | 0 | 0 | 0
2023-10-25 21:00 | 0 | 0 | 0
2023-10-25 22:00 | 0 | 0 | 0
2023-10-25 23:00 | 0 | 0 | 0
2023-10-26 | 0 | 0 | 0.92972
2023-10-26 01:00 | 0 | 0 | 0.99963
2023-10-26 02:00 | 0 | 0 | 0.96605
2023-10-26 03:00 | 0 | 0 | 0.8802
2023-10-26 04:00 | 0 | 0 | 0.71283
2023-10-26 05:00 | 0 | 0.063223 | 0.5647
2023-10-26 06:00 | 0.17468 | 0.38109 | 0.70533
2023-10-26 07:00 | 0.71539 | 0.73803 | 0.6794
2023-10-26 08:00 | 0.84496 | 0.87578 | 0.4693
2023-10-26 09:00 | 0.92096 | 0.90061 | 0.44962
2023-10-26 10:00 | 0.95364 | 0.90061 | 0.32467
2023-10-26 11:00 | 0.95408 | 0.90061 | 0.24657
2023-10-26 12:00 | 0.95399 | 0.90061 | 0.20763
2023-10-26 13:00 | 0.94707 | 0.90061 | 0.21098
2023-10-26 14:00 | 0.53027 | 0.87482 | 0.26388
2023-10-26 15:00 | 0 | 0.79049 | 0.37107
2023-10-26 16:00 | 0 | 0.39954 | 0.48972
2023-10-26 17:00 | 0 | 0.065506 | 0.58305
2023-10-26 18:00 | 0 | 0 | 0.68012
2023-10-26 19:00 | 0 | 0 | 0.75538
2023-10-26 20:00 | 0 | 0 | 0.8755
2023-10-26 21:00 | 0 | 0 | 0.9298
2023-10-26 22:00 | 0 | 0 | 0.97502
2023-10-26 23:00 | 0 | 0 | 0.99467
2023-10-27 | 0 | 0 | 0.99842
2023-10-27 01:00 | 0 | 0 | 0.99915
2023-10-27 02:00 | 0 | 0 | 0.9983
2023-10-27 03:00 | 0 | 0 | 0.99473
2023-10-27 04:00 | 0 | 0 | 0.95103
2023-10-27 05:00 | 0 | 0.084537 | 0.8311
2023-10-27 06:00 | 0.093769 | 0.47749 | 0.72167
2023-10-27 07:00 | 0.61944 | 0.83818 | 0.62152
2023-10-27 08:00 | 0.72014 | 0.90061 | 0.4444
2023-10-27 09:00 | 0.80592 | 0.90061 | 0.33853
2023-10-27 10:00 | 0.85968 | 0.90061 | 0.16047
2023-10-27 11:00 | 0.8898 | 0.90061 | 0.070733
2023-10-27 12:00 | 0.89869 | 0.90061 | 0.05875
2023-10-27 13:00 | 0.83851 | 0.90061 | 0.063433
2023-10-27 14:00 | 0.6071 | 0.89327 | 0.073183
2023-10-27 15:00 | 0 | 0.81225 | 0.098133
2023-10-27 16:00 | 0 | 0.41642 | 0.1067
2023-10-27 17:00 | 0 | 0.059612 | 0.10772
2023-10-27 18:00 | 0 | 0 | 0.12147
2023-10-27 19:00 | 0 | 0 | 0.22158
2023-10-27 20:00 | 0 | 0 | 0.36608
2023-10-27 21:00 | 0 | 0 | 0.5285
2023-10-27 22:00 | 0 | 0 | 0.63688
2023-10-27 23:00 | 0 | 0 | 0.70522
2023-10-28 | 0 | 0 | 0.74408
2023-10-28 01:00 | 0 | 0 | 0.77337
2023-10-28 02:00 | 0 | 0 | 0.78342
2023-10-28 03:00 | 0 | 0 | 0.75655
2023-10-28 04:00 | 0 | 0 | 0.6914
2023-10-28 05:00 | 0 | 0.089021 | 0.6406
2023-10-28 06:00 | 0 | 0.49298 | 0.6194
2023-10-28 07:00 | 0.42364 | 0.84338 | 0.58682
2023-10-28 08:00 | 0.35117 | 0.90061 | 0.21108
2023-10-28 09:00 | 0.34379 | 0.90061 | 0.16595
2023-10-28 10:00 | 0.30528 | 0.90061 | 0.0351
2023-10-28 11:00 | 0.45606 | 0.90061 | 0
2023-10-28 12:00 | 0.6453 | 0.90061 | 0
2023-10-28 13:00 | 0.59247 | 0.90061 | 0
2023-10-28 14:00 | 0.23913 | 0.89071 | 0.021933
2023-10-28 15:00 | 0 | 0.81955 | 0.04425
2023-10-28 16:00 | 0 | 0.42618 | 0.0487
2023-10-28 17:00 | 0 | 0.062461 | 0.05175
2023-10-28 18:00 | 0 | 0 | 0.060817
2023-10-28 19:00 | 0 | 0 | 0.13612
2023-10-28 20:00 | 0 | 0 | 0.28828
2023-10-28 21:00 | 0 | 0 | 0.394
2023-10-28 22:00 | 0 | 0 | 0.45983
2023-10-28 23:00 | 0 | 0 | 0.4802
2023-10-29 | 0 | 0 | 0.46323
2023-10-29 01:00 | 0 | 0 | 0.39568
2023-10-29 02:00 | 0 | 0 | 0.34745
2023-10-29 03:00 | 0 | 0 | 0.33315
2023-10-29 04:00 | 0 | 0 | 0.34307
2023-10-29 05:00 | 0 | 0.09636 | 0.41407
2023-10-29 06:00 | 0 | 0.51118 | 0.46013
2023-10-29 07:00 | 0 | 0.8453 | 0.40285
2023-10-29 08:00 | 0.16536 | 0.90061 | 0.12737
2023-10-29 09:00 | 0.61727 | 0.90061 | 0.077883
2023-10-29 10:00 | 0.73431 | 0.90061 | 0.038083
2023-10-29 11:00 | 0.73214 | 0.90061 | 0
2023-10-29 12:00 | 0.42231 | 0.90061 | 0
2023-10-29 13:00 | 0.23236 | 0.90061 | 0
2023-10-29 14:00 | 0 | 0.86371 | 0
2023-10-29 15:00 | 0 | 0.78465 | 0
2023-10-29 16:00 | 0 | 0.40616 | 0
2023-10-29 17:00 | 0 | 0.060634 | 0
2023-10-29 18:00 | 0 | 0 | 0
2023-10-29 19:00 | 0 | 0 | 0
2023-10-29 20:00 | 0 | 0 | 0.013983
2023-10-29 21:00 | 0 | 0 | 0.10265
2023-10-29 22:00 | 0 | 0 | 0.22308
2023-10-29 23:00 | 0 | 0 | 0.33612
2023-10-30 | 0 | 0 | 0.48945
2023-10-30 01:00 | 0 | 0 | 0.61725
2023-10-30 02:00 | 0 | 0 | 0.54108
2023-10-30 03:00 | 0 | 0 | 0.46547
2023-10-30 04:00 | 0 | 0 | 0.42477
2023-10-30 05:00 | 0 | 0.093935 | 0.35197
2023-10-30 06:00 | 0.066678 | 0.49081 | 0.29123
2023-10-30 07:00 | 0.59005 | 0.82568 | 0.18572
2023-10-30 08:00 | 0.83972 | 0.89573 | 0.1446
2023-10-30 09:00 | 0.92197 | 0.90061 | 0.19325
2023-10-30 10:00 | 0.95438 | 0.90061 | 0.26323
2023-10-30 11:00 | 0.95473 | 0.90061 | 0.22288
2023-10-30 12:00 | 0.93459 | 0.90061 | 0.11832
2023-10-30 13:00 | 0.91681 | 0.80071 | 0.036333
2023-10-30 14:00 | 0.83169 | 0.73098 | 0.0088
2023-10-30 15:00 | 0.23444 | 0.69647 | 0
2023-10-30 16:00 | 0 | 0.33688 | 0
2023-10-30 17:00 | 0 | 0.049694 | 0
2023-10-30 18:00 | 0 | 0 | 0
2023-10-30 19:00 | 0 | 0 | 0.028283
2023-10-30 20:00 | 0 | 0 | 0.25283
2023-10-30 21:00 | 0 | 0 | 0.60187
2023-10-30 22:00 | 0 | 0 | 0.6908
2023-10-30 23:00 | 0 | 0 | 0.55847
2023-10-31 | 0 | 0 | 0.43623
2023-10-31 01:00 | 0 | 0 | 0.40543
2023-10-31 02:00 | 0 | 0 | 0.43395
2023-10-31 03:00 | 0 | 0 | 0.43412
2023-10-31 04:00 | 0 | 0 | 0.427
2023-10-31 05:00 | 0 | 0.086734 | 0.4588
2023-10-31 06:00 | 0.12706 | 0.35705 | 0.59815
2023-10-31 07:00 | 0.69052 | 0.22074 | 0.76247
2023-10-31 08:00 | 0.84306 | 0.33731 | 0.54832
2023-10-31 09:00 | 0.92351 | 0.88063 | 0.6377
2023-10-31 10:00 | 0.95261 | 0.90061 | 0.6395
2023-10-31 11:00 | 0.95257 | 0.54021 | 0.29277
2023-10-31 12:00 | 0.95364 | 0.20247 | 0.11085
2023-10-31 13:00 | 0.94114 | 0.55214 | 0.0986
2023-10-31 14:00 | 0.60725 | 0.32334 | 0.10427
2023-10-31 15:00 | 0 | 0.22647 | 0.11985
2023-10-31 16:00 | 0 | 0.31065 | 0.1419
2023-10-31 17:00 | 0 | 0.058451 | 0.17997
2023-10-31 18:00 | 0 | 0 | 0.25877
2023-10-31 19:00 | 0 | 0 | 0.36515
2023-10-31 20:00 | 0 | 0 | 0.4349
2023-10-31 21:00 | 0 | 0 | 0.448
2023-10-31 22:00 | 0 | 0 | 0.52872
2023-10-31 23:00 | 0 | 0 | 0.70645
2023-11-01 | 0 | 0 | 0.9163
2023-11-01 01:00 | 0 | 0 | 0.97485
2023-11-01 02:00 | 0 | 0 | 0.99057
2023-11-01 03:00 | 0 | 0 | 0.99383
2023-11-01 04:00 | 0 | 0 | 0.98687
2023-11-01 05:00 | 0 | 0.089523 | 0.9413
2023-11-01 06:00 | 0.088002 | 0.45965 | 0.84615
2023-11-01 07:00 | 0.38311 | 0.78907 | 0.71345
2023-11-01 08:00 | 0.74244 | 0.87792 | 0.41652
2023-11-01 09:00 | 0.82851 | 0.90061 | 0.61085
2023-11-01 10:00 | 0.88422 | 0.90061 | 0.6422
2023-11-01 11:00 | 0.88738 | 0.88925 | 0.51768
2023-11-01 12:00 | 0.45563 | 0.88383 | 0.46708
2023-11-01 13:00 | 0.47409 | 0.73031 | 0.46488
2023-11-01 14:00 | 0 | 0.68469 | 0.45232
2023-11-01 15:00 | 0 | 0.69117 | 0.47008
2023-11-01 16:00 | 0 | 0.35534 | 0.52222
2023-11-01 17:00 | 0 | 0.052596 | 0.63342
2023-11-01 18:00 | 0 | 0 | 0.74592
2023-11-01 19:00 | 0 | 0 | 0.77088
2023-11-01 20:00 | 0 | 0 | 0.75967
2023-11-01 21:00 | 0 | 0 | 0.73075
2023-11-01 22:00 | 0 | 0 | 0.73532
2023-11-01 23:00 | 0 | 0 | 0.70497
2023-11-02 | 0 | 0 | 0.71308
2023-11-02 01:00 | 0 | 0 | 0.71432
2023-11-02 02:00 | 0 | 0 | 0.74737
2023-11-02 03:00 | 0 | 0 | 0.77638
2023-11-02 04:00 | 0 | 0 | 0.83837
2023-11-02 05:00 | 0 | 0.096638 | 0.8731
2023-11-02 06:00 | 0.021394 | 0.48561 | 0.92843
2023-11-02 07:00 | 0.47644 | 0.81407 | 0.94635
2023-11-02 08:00 | 0.52568 | 0.89103 | 0.75558
2023-11-02 09:00 | 0.57745 | 0.90061 | 0.76602
2023-11-02 10:00 | 0.4927 | 0.90061 | 0.7102
2023-11-02 11:00 | 0.63853 | 0.90061 | 0.59632
2023-11-02 12:00 | 0.83263 | 0.90061 | 0.37177
2023-11-02 13:00 | 0.71154 | 0.90061 | 0.22853
2023-11-02 14:00 | 0.50914 | 0.86656 | 0.16755
2023-11-02 15:00 | 0 | 0.78971 | 0.15915
2023-11-02 16:00 | 0.099351 | 0.41841 | 0.18815
2023-11-02 17:00 | 0 | 0.066211 | 0.23693
2023-11-02 18:00 | 0 | 0 | 0.30235
2023-11-02 19:00 | 0 | 0 | 0.3874
2023-11-02 20:00 | 0 | 0 | 0.34988
2023-11-02 21:00 | 0 | 0 | 0.39548
2023-11-02 22:00 | 0 | 0 | 0.46452
2023-11-02 23:00 | 0 | 0 | 0.5601
2023-11-03 | 0 | 0 | 0.63887
2023-11-03 01:00 | 0 | 0 | 0.628
2023-11-03 02:00 | 0 | 0 | 0.61313
2023-11-03 03:00 | 0 | 0 | 0.62517
2023-11-03 04:00 | 0 | 0 | 0.67138
2023-11-03 05:00 | 0 | 0.099975 | 0.7513
2023-11-03 06:00 | 0 | 0.49865 | 0.73822
2023-11-03 07:00 | 0 | 0.82539 | 0.62947
2023-11-03 08:00 | 0 | 0.90061 | 0.25548
2023-11-03 09:00 | 0.13509 | 0.90061 | 0.33803
2023-11-03 10:00 | 0.54033 | 0.90061 | 0.35537
2023-11-03 11:00 | 0.86986 | 0.90061 | 0.31162
2023-11-03 12:00 | 0.86518 | 0.90061 | 0.22675
2023-11-03 13:00 | 0.54565 | 0.90061 | 0.13223
2023-11-03 14:00 | 0.26004 | 0.88978 | 0.0804
2023-11-03 15:00 | 0.39925 | 0.81353 | 0.052983
2023-11-03 16:00 | 0.43914 | 0.44298 | 0.041417
2023-11-03 17:00 | 0 | 0.070947 | 0.0367
2023-11-03 18:00 | 0 | 0 | 0.037183
2023-11-03 19:00 | 0 | 0 | 0.056667
2023-11-03 20:00 | 0 | 0 | 0.075983
2023-11-03 21:00 | 0 | 0 | 0.11495
2023-11-03 22:00 | 0 | 0 | 0.1686
2023-11-03 23:00 | 0 | 0 | 0.22192
2023-11-04 | 0 | 0 | 0.22887
2023-11-04 01:00 | 0 | 0 | 0.21705
2023-11-04 02:00 | 0 | 0 | 0.20007
2023-11-04 03:00 | 0 | 0 | 0.2425
2023-11-04 04:00 | 0 | 0 | 0.36032
2023-11-04 05:00 | 0 | 0.10829 | 0.48375
2023-11-04 06:00 | 0.18597 | 0.52568 | 0.6346
2023-11-04 07:00 | 0.70986 | 0.84533 | 0.69282
2023-11-04 08:00 | 0.8575 | 0.90061 | 0.43713
2023-11-04 09:00 | 0.93272 | 0.90061 | 0.46727
2023-11-04 10:00 | 0.95444 | 0.90061 | 0.27228
2023-11-04 11:00 | 0.95446 | 0.90061 | 0.1272
2023-11-04 12:00 | 0.95464 | 0.90061 | 0.17537
2023-11-04 13:00 | 0.95495 | 0.90061 | 0.21258
2023-11-04 14:00 | 0.86028 | 0.88059 | 0.23085
2023-11-04 15:00 | 0 | 0.80595 | 0.24428
2023-11-04 16:00 | 0 | 0.43843 | 0.24882
2023-11-04 17:00 | 0 | 0.071001 | 0.24352
2023-11-04 18:00 | 0 | 0 | 0.25218
2023-11-04 19:00 | 0 | 0 | 0.26333
2023-11-04 20:00 | 0 | 0 | 0.18025
2023-11-04 21:00 | 0 | 0 | 0.15448
2023-11-04 22:00 | 0 | 0 | 0.15048
2023-11-04 23:00 | 0 | 0 | 0.12833
2023-11-05 | 0 | 0 | 0.10673
2023-11-05 01:00 | 0 | 0 | 0.1092
2023-11-05 02:00 | 0 | 0 | 0.1156
2023-11-05 03:00 | 0 | 0 | 0.11743
2023-11-05 04:00 | 0 | 0 | 0.17587
2023-11-05 05:00 | 0 | 0.10295 | 0.80047
2023-11-05 06:00 | 0.2373 | 0.50958 | 0.97503
2023-11-05 07:00 | 0.76516 | 0.83714 | 0.96872
2023-11-05 08:00 | 0.90753 | 0.90061 | 0.50447
2023-11-05 09:00 | 0.95391 | 0.90061 | 0.27787
2023-11-05 10:00 | 0.95397 | 0.90061 | 0.12797
2023-11-05 11:00 | 0.95416 | 0.90061 | 0.091967
2023-11-05 12:00 | 0.95437 | 0.90061 | 0.10077
2023-11-05 13:00 | 0.95455 | 0.88066 | 0.12752
2023-11-05 14:00 | 0.31696 | 0.8104 | 0.12605
2023-11-05 15:00 | 0 | 0.57553 | 0.1124
2023-11-05 16:00 | 0 | 0.33908 | 0.098167
2023-11-05 17:00 | 0 | 0.058326 | 0.0913
2023-11-05 18:00 | 0 | 0 | 0.10278
2023-11-05 19:00 | 0 | 0 | 0.12917
2023-11-05 20:00 | 0 | 0 | 0.17257
2023-11-05 21:00 | 0 | 0 | 0.24517
2023-11-05 22:00 | 0 | 0 | 0.48557
2023-11-05 23:00 | 0 | 0 | 0.82348
2023-11-06 | 0 | 0 | 0.91145
2023-11-06 01:00 | 0 | 0 | 0.93908
2023-11-06 02:00 | 0 | 0 | 0.9607
2023-11-06 03:00 | 0 | 0 | 0.98752
2023-11-06 04:00 | 0 | 0 | 0.99168
2023-11-06 05:00 | 0 | 0.075264 | 0.98917
2023-11-06 06:00 | 0.21123 | 0.41104 | 0.97227
2023-11-06 07:00 | 0.73805 | 0.69968 | 0.92508
2023-11-06 08:00 | 0.88495 | 0.83465 | 0.46783
2023-11-06 09:00 | 0.95429 | 0.89886 | 0.31773
2023-11-06 10:00 | 0.95466 | 0.90061 | 0.16603
2023-11-06 11:00 | 0.95485 | 0.90061 | 0.11123
2023-11-06 12:00 | 0.95506 | 0.90061 | 0.087217
2023-11-06 13:00 | 0.95547 | 0.82041 | 0.061133
2023-11-06 14:00 | 0.39422 | 0.68608 | 0.045967
2023-11-06 15:00 | 0 | 0.60349 | 0.085017
2023-11-06 16:00 | 0 | 0.28751 | 0.15815
2023-11-06 17:00 | 0 | 0.042657 | 0.2184
2023-11-06 18:00 | 0 | 0 | 0.38492
2023-11-06 19:00 | 0 | 0 | 0.53992
2023-11-06 20:00 | 0 | 0 | 0.55187
2023-11-06 21:00 | 0 | 0 | 0.50057
2023-11-06 22:00 | 0 | 0 | 0.46095
2023-11-06 23:00 | 0 | 0 | 0.42433
2023-11-07 | 0 | 0 | 0.3882
2023-11-07 01:00 | 0 | 0 | 0.33758
2023-11-07 02:00 | 0 | 0 | 0.37187
2023-11-07 03:00 | 0 | 0 | 0.63685
2023-11-07 04:00 | 0 | 0 | 0.95807
2023-11-07 05:00 | 0 | 0.063483 | 0.99558
2023-11-07 06:00 | 0.12721 | 0.37098 | 0.99788
2023-11-07 07:00 | 0.63737 | 0.71364 | 0.99432
2023-11-07 08:00 | 0.78893 | 0.84972 | 0.98223
2023-11-07 09:00 | 0.86976 | 0.90061 | 0.9762
2023-11-07 10:00 | 0.91764 | 0.90061 | 0.87025
2023-11-07 11:00 | 0.94822 | 0.90061 | 0.63363
2023-11-07 12:00 | 0.95506 | 0.87297 | 0.31623
2023-11-07 13:00 | 0.90338 | 0.60488 | 0.15313
2023-11-07 14:00 | 0.83846 | 0.59996 | 0.11988
2023-11-07 15:00 | 0 | 0.40627 | 0.12165
2023-11-07 16:00 | 0 | 0.38397 | 0.13537
2023-11-07 17:00 | 0 | 0.067169 | 0.19892
2023-11-07 18:00 | 0 | 0 | 0.2978
2023-11-07 19:00 | 0 | 0 | 0.39178
2023-11-07 20:00 | 0 | 0 | 0.54927
2023-11-07 21:00 | 0 | 0 | 0.76615
2023-11-07 22:00 | 0 | 0 | 0.76947
2023-11-07 23:00 | 0 | 0 | 0.80907
2023-11-08 | 0 | 0 | 0.79898
2023-11-08 01:00 | 0 | 0 | 0.91315
2023-11-08 02:00 | 0 | 0 | 0.98087
2023-11-08 03:00 | 0 | 0 | 0.97638
2023-11-08 04:00 | 0 | 0 | 0.98965
2023-11-08 05:00 | 0 | 0.096912 | 0.98093
2023-11-08 06:00 | 0 | 0.45944 | 0.93867
2023-11-08 07:00 | 0.059514 | 0.76887 | 0.8958
2023-11-08 08:00 | 0.3103 | 0.86535 | 0.75678
2023-11-08 09:00 | 0.54755 | 0.90061 | 0.77237
2023-11-08 10:00 | 0.84657 | 0.90061 | 0.74595
2023-11-08 11:00 | 0.79127 | 0.90061 | 0.57638
2023-11-08 12:00 | 0.42684 | 0.85694 | 0.39732
2023-11-08 13:00 | 0 | 0.77792 | 0.29392
2023-11-08 14:00 | 0.14138 | 0.77821 | 0.2669
2023-11-08 15:00 | 0 | 0.54117 | 0.3067
2023-11-08 16:00 | 0 | 0.39964 | 0.35473
2023-11-08 17:00 | 0 | 0.069028 | 0.39192
2023-11-08 18:00 | 0 | 0 | 0.50023
2023-11-08 19:00 | 0 | 0 | 0.61053
2023-11-08 20:00 | 0 | 0 | 0.34058
2023-11-08 21:00 | 0 | 0 | 0.34082
2023-11-08 22:00 | 0 | 0 | 0.40518
2023-11-08 23:00 | 0 | 0 | 0.52945
2023-11-09 | 0 | 0 | 0.58963
2023-11-09 01:00 | 0 | 0 | 0.55497
2023-11-09 02:00 | 0 | 0 | 0.54123
2023-11-09 03:00 | 0 | 0 | 0.72955
2023-11-09 04:00 | 0 | 0 | 0.78543
2023-11-09 05:00 | 0 | 0.10589 | 0.65878
2023-11-09 06:00 | 0 | 0.49266 | 0.5974
2023-11-09 07:00 | 0 | 0.80427 | 0.53853
2023-11-09 08:00 | 0 | 0.87984 | 0.46247
2023-11-09 09:00 | 0 | 0.90061 | 0.38607
2023-11-09 10:00 | 0 | 0.90061 | 0.16807
2023-11-09 11:00 | 0 | 0.68575 | 0.02165
2023-11-09 12:00 | 0 | 0.39972 | 0
2023-11-09 13:00 | 0 | 0.5333 | 0.0015333
2023-11-09 14:00 | 0 | 0.40182 | 0.00945
2023-11-09 15:00 | 0 | 0.40801 | 0.024417
2023-11-09 16:00 | 0 | 0.086952 | 0.043783
2023-11-09 17:00 | 0 | 0 | 0.052567
2023-11-09 18:00 | 0 | 0 | 0.066933
2023-11-09 19:00 | 0 | 0 | 0.23273
2023-11-09 20:00 | 0 | 0 | 0.3799
2023-11-09 21:00 | 0 | 0 | 0.4238
2023-11-09 22:00 | 0 | 0 | 0.98395
2023-11-09 23:00 | 0 | 0 | 0.9988
2023-11-10 | 0 | 0 | 0.99398
2023-11-10 01:00 | 0 | 0 | 0.97935
2023-11-10 02:00 | 0 | 0 | 0.98877
2023-11-10 03:00 | 0 | 0 | 0.9921
2023-11-10 04:00 | 0 | 0 | 0.9966
2023-11-10 05:00 | 0 | 0.11005 | 0.99118
2023-11-10 06:00 | 0 | 0.50239 | 0.953
2023-11-10 07:00 | 0 | 0.81692 | 0.87355
2023-11-10 08:00 | 0.17694 | 0.89031 | 0.79335
2023-11-10 09:00 | 0.25997 | 0.90061 | 0.70397
2023-11-10 10:00 | 0 | 0.90061 | 0.5211
2023-11-10 11:00 | 0 | 0.90061 | 0.2273
2023-11-10 12:00 | 0.1311 | 0.83661 | 0.11467
2023-11-10 13:00 | 0.33102 | 0.34126 | 0.066867
2023-11-10 14:00 | 0.48778 | 0.4985 | 0.0502
2023-11-10 15:00 | 0 | 0.5214 | 0.06765
2023-11-10 16:00 | 0 | 0.37813 | 0.10447
2023-11-10 17:00 | 0 | 0.072514 | 0.14893
2023-11-10 18:00 | 0 | 0 | 0.20618
2023-11-10 19:00 | 0 | 0 | 0.38753
2023-11-10 20:00 | 0 | 0 | 0.76925
2023-11-10 21:00 | 0 | 0 | 0.90545
2023-11-10 22:00 | 0 | 0 | 0.96077
2023-11-10 23:00 | 0 | 0 | 0.97582
2023-11-11 | 0 | 0 | 0.97953
2023-11-11 01:00 | 0 | 0 | 0.99887
2023-11-11 02:00 | 0 | 0 | 1
2023-11-11 03:00 | 0 | 0 | 0.99995
2023-11-11 04:00 | 0 | 0 | 0.99862
2023-11-11 05:00 | 0 | 0.11057 | 0.99438
2023-11-11 06:00 | 0.1178 | 0.5005 | 0.98163
2023-11-11 07:00 | 0.47792 | 0.81293 | 0.9322
2023-11-11 08:00 | 0.86202 | 0.89038 | 0.67277
2023-11-11 09:00 | 0.83671 | 0.90061 | 0.50673
2023-11-11 10:00 | 0.58887 | 0.90061 | 0.38097
2023-11-11 11:00 | 0.95901 | 0.90061 | 0.3014
2023-11-11 12:00 | 0.46516 | 0.81588 | 0.31218
2023-11-11 13:00 | 0.66009 | 0.80947 | 0.37377
2023-11-11 14:00 | 0.64633 | 0.83383 | 0.4141
2023-11-11 15:00 | 0.24262 | 0.66898 | 0.47468
2023-11-11 16:00 | 0 | 0.33604 | 0.56232
2023-11-11 17:00 | 0 | 0.060897 | 0.66438
2023-11-11 18:00 | 0 | 0 | 0.77968
2023-11-11 19:00 | 0 | 0 | 0.88007
2023-11-11 20:00 | 0 | 0 | 0.82833
2023-11-11 21:00 | 0 | 0 | 0.90083
2023-11-11 22:00 | 0 | 0 | 0.93048
2023-11-11 23:00 | 0 | 0 | 0.94765
2023-11-12 | 0 | 0 | 0.92563
2023-11-12 01:00 | 0 | 0 | 0.87675
2023-11-12 02:00 | 0 | 0 | 0.88655
2023-11-12 03:00 | 0 | 0 | 0.94988
2023-11-12 04:00 | 0 | 0 | 0.94527
2023-11-12 05:00 | 0 | 0.083476 | 0.89775
2023-11-12 06:00 | 0.24853 | 0.35648 | 0.85483
2023-11-12 07:00 | 0.76971 | 0.57799 | 0.77353
2023-11-12 08:00 | 0.91083 | 0.69387 | 0.56515
2023-11-12 09:00 | 0.95749 | 0.75873 | 0.60783
2023-11-12 10:00 | 0.95756 | 0.77956 | 0.7489
2023-11-12 11:00 | 0.95774 | 0.78184 | 0.82785
2023-11-12 12:00 | 0.95792 | 0.77895 | 0.83768
2023-11-12 13:00 | 0.95806 | 0.82607 | 0.81027
2023-11-12 14:00 | 0.72809 | 0.66944 | 0.8088
2023-11-12 15:00 | 0 | 0.71923 | 0.83193
2023-11-12 16:00 | 0 | 0.39882 | 0.83362
2023-11-12 17:00 | 0 | 0.07422 | 0.8271
2023-11-12 18:00 | 0 | 0 | 0.84512
2023-11-12 19:00 | 0 | 0 | 0.80188
2023-11-12 20:00 | 0 | 0 | 0.61325
2023-11-12 21:00 | 0 | 0 | 0.59145
2023-11-12 22:00 | 0 | 0 | 0.61818
2023-11-12 23:00 | 0 | 0 | 0.66183
2023-11-13 | 0 | 0 | 0.7248
2023-11-13 01:00 | 0 | 0 | 0.78175
2023-11-13 02:00 | 0 | 0 | 0.78968
2023-11-13 03:00 | 0 | 0 | 0.78745
2023-11-13 04:00 | 0 | 0 | 0.75878
2023-11-13 05:00 | 0 | 0.11515 | 0.69327
2023-11-13 06:00 | 0.21918 | 0.51453 | 0.56032
2023-11-13 07:00 | 0.73281 | 0.82308 | 0.4326
2023-11-13 08:00 | 0.87684 | 0.89722 | 0.16208
2023-11-13 09:00 | 0.94632 | 0.90061 | 0.3205
2023-11-13 10:00 | 0.95573 | 0.90061 | 0.68763
2023-11-13 11:00 | 0.95563 | 0.90061 | 0.90665
2023-11-13 12:00 | 0.95584 | 0.90061 | 0.95002
2023-11-13 13:00 | 0.95618 | 0.90061 | 0.92137
2023-11-13 14:00 | 0.40977 | 0.86987 | 0.86593
2023-11-13 15:00 | 0 | 0.80648 | 0.8171
2023-11-13 16:00 | 0 | 0.47286 | 0.74483
2023-11-13 17:00 | 0 | 0.092774 | 0.68275
2023-11-13 18:00 | 0 | 0 | 0.6247
2023-11-13 19:00 | 0 | 0 | 0.50163
2023-11-13 20:00 | 0 | 0 | 0.31108
2023-11-13 21:00 | 0 | 0 | 0.22602
2023-11-13 22:00 | 0 | 0 | 0.17662
2023-11-13 23:00 | 0 | 0 | 0.12147
2023-11-14 | 0 | 0 | 0.09185
2023-11-14 01:00 | 0 | 0 | 0.080317
2023-11-14 02:00 | 0 | 0 | 0.07135
2023-11-14 03:00 | 0 | 0 | 0.058633
2023-11-14 04:00 | 0 | 0 | 0.06115
2023-11-14 05:00 | 0 | 0.12796 | 0.072267
2023-11-14 06:00 | 0.18474 | 0.54199 | 0.12042
2023-11-14 07:00 | 0.69186 | 0.8359 | 0.2628
2023-11-14 08:00 | 0.83754 | 0.90061 | 0.13545
2023-11-14 09:00 | 0.91239 | 0.90061 | 0.10718
2023-11-14 10:00 | 0.95384 | 0.90061 | 0.018317
2023-11-14 11:00 | 0.95426 | 0.90061 | 0
2023-11-14 12:00 | 0.95419 | 0.90061 | 0
2023-11-14 13:00 | 0.94744 | 0.79964 | 0.00475
2023-11-14 14:00 | 0.56092 | 0.79509 | 0.045617
2023-11-14 15:00 | 0 | 0.78782 | 0.042183
2023-11-14 16:00 | 0 | 0.45969 | 0.063333
2023-11-14 17:00 | 0 | 0.091446 | 0.097883
2023-11-14 18:00 | 0 | 0 | 0.1644
2023-11-14 19:00 | 0 | 0 | 0.20703
2023-11-14 20:00 | 0 | 0 | 0.32272
2023-11-14 21:00 | 0 | 0 | 0.34887
2023-11-14 22:00 | 0 | 0 | 0.44695
2023-11-14 23:00 | 0 | 0 | 0.60867
2023-11-15 | 0 | 0 | 0.6066
2023-11-15 01:00 | 0 | 0 | 0.55232
2023-11-15 02:00 | 0 | 0 | 0.57727
2023-11-15 03:00 | 0 | 0 | 0.62832
2023-11-15 04:00 | 0 | 0 | 0.60765
2023-11-15 05:00 | 0 | 0.1254 | 0.56222
2023-11-15 06:00 | 0 | 0.52892 | 0.50818
2023-11-15 07:00 | 0.64795 | 0.8271 | 0.467
2023-11-15 08:00 | 0.8713 | 0.89363 | 0.2748
2023-11-15 09:00 | 0.93877 | 0.90061 | 0.50038
2023-11-15 10:00 | 0.95279 | 0.90061 | 0.43025
2023-11-15 11:00 | 0.95262 | 0.90061 | 0.2835
2023-11-15 12:00 | 0.93726 | 0.85791 | 0.1511
2023-11-15 13:00 | 0.71688 | 0.56969 | 0.062517
2023-11-15 14:00 | 0 | 0.67162 | 0.032
2023-11-15 15:00 | 0.51705 | 0.76467 | 0.043083
2023-11-15 16:00 | 0.4522 | 0.4453 | 0.072917
2023-11-15 17:00 | 0 | 0.088066 | 0.1064
2023-11-15 18:00 | 0 | 0 | 0.14812
2023-11-15 19:00 | 0 | 0 | 0.21915
2023-11-15 20:00 | 0 | 0 | 0.31047
2023-11-15 21:00 | 0 | 0 | 0.55702
2023-11-15 22:00 | 0 | 0 | 0.7019
2023-11-15 23:00 | 0 | 0 | 0.59228
2023-11-16 | 0 | 0 | 0.42107
2023-11-16 01:00 | 0 | 0 | 0.31447
2023-11-16 02:00 | 0 | 0 | 0.26842
2023-11-16 03:00 | 0 | 0 | 0.37002
2023-11-16 04:00 | 0 | 0 | 0.57315
2023-11-16 05:00 | 0 | 0.11935 | 0.68593
2023-11-16 06:00 | 0 | 0.5058 | 0.71467
2023-11-16 07:00 | 0 | 0.80196 | 0.6851
2023-11-16 08:00 | 0 | 0.82924 | 0.40077
2023-11-16 09:00 | 0 | 0.80613 | 0.45293
2023-11-16 10:00 | 0 | 0.82105 | 0.39298
2023-11-16 11:00 | 0 | 0.82197 | 0.1906
2023-11-16 12:00 | 0 | 0.81542 | 0.073267
2023-11-16 13:00 | 0 | 0.78369 | 0.0463
2023-11-16 14:00 | 0 | 0.72511 | 0.0306
2023-11-16 15:00 | 0 | 0.62415 | 0.032483
2023-11-16 16:00 | 0 | 0.34977 | 0.04505
2023-11-16 17:00 | 0 | 0.074893 | 0.056917
2023-11-16 18:00 | 0 | 0 | 0.095017
2023-11-16 19:00 | 0 | 0 | 0.16232
2023-11-16 20:00 | 0 | 0 | 0.25022
2023-11-16 21:00 | 0 | 0 | 0.40493
2023-11-16 22:00 | 0 | 0 | 0.5686
2023-11-16 23:00 | 0 | 0 | 0.62282
2023-11-17 | 0 | 0 | 0.5855
2023-11-17 01:00 | 0 | 0 | 0.5173
2023-11-17 02:00 | 0 | 0 | 0.41258
2023-11-17 03:00 | 0 | 0 | 0.31413
2023-11-17 04:00 | 0 | 0 | 0.23443
2023-11-17 05:00 | 0 | 0.11593 | 0.2166
2023-11-17 06:00 | 0.25593 | 0.49074 | 0.33445
2023-11-17 07:00 | 0.769 | 0.77863 | 0.38842
2023-11-17 08:00 | 0.90508 | 0.85723 | 0.29117
2023-11-17 09:00 | 0.95443 | 0.86068 | 0.3323
2023-11-17 10:00 | 0.95448 | 0.87828 | 0.36083
2023-11-17 11:00 | 0.95465 | 0.89135 | 0.26215
2023-11-17 12:00 | 0.95484 | 0.85142 | 0.16393
2023-11-17 13:00 | 0.91113 | 0.77874 | 0.169
2023-11-17 14:00 | 0.76703 | 0.7442 | 0.16103
2023-11-17 15:00 | 0 | 0.45994 | 0.14537
2023-11-17 16:00 | 0 | 0.28132 | 0.15892
2023-11-17 17:00 | 0 | 0.071791 | 0.17403
2023-11-17 18:00 | 0 | 0 | 0.16687
2023-11-17 19:00 | 0 | 0 | 0.26737
2023-11-17 20:00 | 0 | 0 | 0.69553
2023-11-17 21:00 | 0 | 0 | 0.82847
2023-11-17 22:00 | 0 | 0 | 0.6084
2023-11-17 23:00 | 0 | 0 | 0.49547
2023-11-18 | 0 | 0 | 0.46332
2023-11-18 01:00 | 0 | 0 | 0.49053
2023-11-18 02:00 | 0 | 0 | 0.4405
2023-11-18 03:00 | 0 | 0 | 0.26833
2023-11-18 04:00 | 0 | 0 | 0.42312
2023-11-18 05:00 | 0 | 0.042731 | 0.4866
2023-11-18 06:00 | 0.27035 | 0.38543 | 0.33377
2023-11-18 07:00 | 0.78561 | 0.69858 | 0.21662
2023-11-18 08:00 | 0.92112 | 0.7677 | 0.125
2023-11-18 09:00 | 0.95292 | 0.81417 | 0.14185
2023-11-18 10:00 | 0.95266 | 0.81692 | 0.063
2023-11-18 11:00 | 0.95271 | 0.78657 | 0.015467
2023-11-18 12:00 | 0.95273 | 0.75958 | 0.011733
2023-11-18 13:00 | 0.95381 | 0.6547 | 0.011667
2023-11-18 14:00 | 0.24533 | 0.60028 | 0.02315
2023-11-18 15:00 | 0 | 0.425 | 0.044083
2023-11-18 16:00 | 0 | 0.2331 | 0.0622
2023-11-18 17:00 | 0 | 0.073551 | 0.070417
2023-11-18 18:00 | 0 | 0 | 0.076617
2023-11-18 19:00 | 0 | 0 | 0.18188
2023-11-18 20:00 | 0 | 0 | 0.21457
2023-11-18 21:00 | 0 | 0 | 0.29627
2023-11-18 22:00 | 0 | 0 | 0.33675
2023-11-18 23:00 | 0 | 0 | 0.30298
2023-11-19 | 0 | 0 | 0.19325
2023-11-19 01:00 | 0 | 0 | 0.15335
2023-11-19 02:00 | 0 | 0 | 0.15173
2023-11-19 03:00 | 0 | 0 | 0.18405
2023-11-19 04:00 | 0 | 0 | 0.19248
2023-11-19 05:00 | 0 | 0.11359 | 0.16315
2023-11-19 06:00 | 0.25291 | 0.47429 | 0.11585
2023-11-19 07:00 | 0.76879 | 0.76813 | 0.12798
2023-11-19 08:00 | 0.90892 | 0.8417 | 0.02255
2023-11-19 09:00 | 0.95272 | 0.72885 | 0
2023-11-19 10:00 | 0.95264 | 0.86157 | 0
2023-11-19 11:00 | 0.95269 | 0.8916 | 0
2023-11-19 12:00 | 0.95271 | 0.89099 | 0
2023-11-19 13:00 | 0.95371 | 0.86745 | 0
2023-11-19 14:00 | 0.29475 | 0.79131 | 0
2023-11-19 15:00 | 0 | 0.70467 | 0
2023-11-19 16:00 | 0 | 0.39811 | 0
2023-11-19 17:00 | 0 | 0.080905 | 0.0289
2023-11-19 18:00 | 0 | 0 | 0.057767
2023-11-19 19:00 | 0 | 0 | 0.0673
2023-11-19 20:00 | 0 | 0 | 0.11732
2023-11-19 21:00 | 0 | 0 | 0.15007
2023-11-19 22:00 | 0 | 0 | 0.31093
2023-11-19 23:00 | 0 | 0 | 0.48112
2023-11-20 | 0 | 0 | 0.54007
2023-11-20 01:00 | 0 | 0 | 0.54052
2023-11-20 02:00 | 0 | 0 | 0.5092
2023-11-20 03:00 | 0 | 0 | 0.43007
2023-11-20 04:00 | 0 | 0 | 0.35587
2023-11-20 05:00 | 0 | 0.10056 | 0.26002
2023-11-20 06:00 | 0.16784 | 0.26703 | 0.20968
2023-11-20 07:00 | 0.67675 | 0.53291 | 0.11402
2023-11-20 08:00 | 0.82624 | 0.71994 | 0.10827
2023-11-20 09:00 | 0.90482 | 0.77582 | 0.045567
2023-11-20 10:00 | 0.95061 | 0.45285 | 0.0048333
2023-11-20 11:00 | 0.95383 | 0.35858 | 0.071217
2023-11-20 12:00 | 0.95378 | 0.13368 | 0.048283
2023-11-20 13:00 | 0.94323 | 0.11616 | 0.0312
2023-11-20 14:00 | 0.61504 | 0.10516 | 0.046083
2023-11-20 15:00 | 0 | 0.037482 | 0.057933
2023-11-20 16:00 | 0 | 0.22729 | 0.079133
2023-11-20 17:00 | 0 | 0.088494 | 0.14563
2023-11-20 18:00 | 0 | 0 | 0.36183
2023-11-20 19:00 | 0 | 0 | 0.78343
2023-11-20 20:00 | 0 | 0 | 0.99418
2023-11-20 21:00 | 0 | 0 | 0.94345
2023-11-20 22:00 | 0 | 0 | 0.74805
2023-11-20 23:00 | 0 | 0 | 0.67023
2023-11-21 | 0 | 0 | 0.64103
2023-11-21 01:00 | 0 | 0 | 0.53275
2023-11-21 02:00 | 0 | 0 | 0.423
2023-11-21 03:00 | 0 | 0 | 0.34958
2023-11-21 04:00 | 0 | 0 | 0.3219
2023-11-21 05:00 | 0 | 0.11139 | 0.32283
2023-11-21 06:00 | 0.18771 | 0.46567 | 0.39498
2023-11-21 07:00 | 0.69327 | 0.76083 | 0.35655
2023-11-21 08:00 | 0.83938 | 0.85207 | 0.18705
2023-11-21 09:00 | 0.91506 | 0.88127 | 0.1908
2023-11-21 10:00 | 0.9546 | 0.89687 | 0.33055
2023-11-21 11:00 | 0.95442 | 0.90061 | 0.38547
2023-11-21 12:00 | 0.95461 | 0.89224 | 0.21372
2023-11-21 13:00 | 0.94976 | 0.86774 | 0.10808
2023-11-21 14:00 | 0.55121 | 0.81695 | 0.05675
2023-11-21 15:00 | 0 | 0.7219 | 0.028083
2023-11-21 16:00 | 0 | 0.42026 | 0.0243
2023-11-21 17:00 | 0 | 0.092083 | 0.042133
2023-11-21 18:00 | 0 | 0 | 0.047967
2023-11-21 19:00 | 0 | 0 | 0.075333
2023-11-21 20:00 | 0 | 0 | 0.30407
2023-11-21 21:00 | 0 | 0 | 0.55157
2023-11-21 22:00 | 0 | 0 | 0.70233
2023-11-21 23:00 | 0 | 0 | 0.82913
2023-11-22 | 0 | 0 | 0.7341
2023-11-22 01:00 | 0 | 0 | 0.61895
2023-11-22 02:00 | 0 | 0 | 0.61778
2023-11-22 03:00 | 0 | 0 | 0.59362
2023-11-22 04:00 | 0 | 0 | 0.5957
2023-11-22 05:00 | 0 | 0.070093 | 0.5873
2023-11-22 06:00 | 0.19596 | 0.17516 | 0.35532
2023-11-22 07:00 | 0.66884 | 0.27217 | 0.5847
2023-11-22 08:00 | 0.85605 | 0.097496 | 0.1866
2023-11-22 09:00 | 0.92841 | 0.17348 | 0.18728
2023-11-22 10:00 | 0.95421 | 0.45231 | 0.25445
2023-11-22 11:00 | 0.9543 | 0.66595 | 0.25372
2023-11-22 12:00 | 0.95448 | 0.761 | 0.054217
2023-11-22 13:00 | 0.94794 | 0.62333 | 0
2023-11-22 14:00 | 0.53905 | 0.60573 | 0.0132
2023-11-22 15:00 | 0 | 0.42888 | 0.0055167
2023-11-22 16:00 | 0 | 0.18156 | 0.017717
2023-11-22 17:00 | 0 | 0.038266 | 0.04895
2023-11-22 18:00 | 0 | 0 | 0.060617
2023-11-22 19:00 | 0 | 0 | 0.14262
2023-11-22 20:00 | 0 | 0 | 0.76232
2023-11-22 21:00 | 0 | 0 | 0.79993
2023-11-22 22:00 | 0 | 0 | 0.86267
2023-11-22 23:00 | 0 | 0 | 0.84992
2023-11-23 | 0 | 0 | 0.78465
2023-11-23 01:00 | 0 | 0 | 0.63313
2023-11-23 02:00 | 0 | 0 | 0.667
2023-11-23 03:00 | 0 | 0 | 0.73515
2023-11-23 04:00 | 0 | 0 | 0.82975
2023-11-23 05:00 | 0 | 0.090363 | 0.82743
2023-11-23 06:00 | 0.26278 | 0.39338 | 0.87668
2023-11-23 07:00 | 0.7804 | 0.69156 | 0.90505
2023-11-23 08:00 | 0.91978 | 0.81535 | 0.76627
2023-11-23 09:00 | 0.95433 | 0.90061 | 0.72948
2023-11-23 10:00 | 0.95424 | 0.90061 | 0.57967
2023-11-23 11:00 | 0.95444 | 0.90061 | 0.39285
2023-11-23 12:00 | 0.95465 | 0.90061 | 0.31665
2023-11-23 13:00 | 0.95486 | 0.90061 | 0.39247
2023-11-23 14:00 | 0.26412 | 0.85011 | 0.73547
2023-11-23 15:00 | 0 | 0.72379 | 0.98158
2023-11-23 16:00 | 0 | 0.41638 | 0.98972
2023-11-23 17:00 | 0 | 0.09193 | 0.9083
2023-11-23 18:00 | 0 | 0 | 0.70308
2023-11-23 19:00 | 0 | 0 | 0.71825
2023-11-23 20:00 | 0 | 0 | 0.29433
2023-11-23 21:00 | 0 | 0 | 0.38022
2023-11-23 22:00 | 0 | 0 | 0.2709
2023-11-23 23:00 | 0 | 0 | 0.17383
2023-11-24 | 0 | 0 | 0.24162
2023-11-24 01:00 | 0 | 0 | 0.27983
2023-11-24 02:00 | 0 | 0 | 0.21053
2023-11-24 03:00 | 0 | 0 | 0.21665
2023-11-24 04:00 | 0 | 0 | 0.21777
2023-11-24 05:00 | 0 | 0.098547 | 0.1799
2023-11-24 06:00 | 0.26838 | 0.42382 | 0.12468
2023-11-24 07:00 | 0.78056 | 0.73878 | 0.07825
2023-11-24 08:00 | 0.91664 | 0.86286 | 0.01055
2023-11-24 09:00 | 0.9551 | 0.90061 | 0.0047833
2023-11-24 10:00 | 0.95511 | 0.90061 | 0
2023-11-24 11:00 | 0.95531 | 0.90061 | 0
2023-11-24 12:00 | 0.95554 | 0.90061 | 0
2023-11-24 13:00 | 0.95575 | 0.90061 | 0
2023-11-24 14:00 | 0.26268 | 0.874 | 0.0012333
2023-11-24 15:00 | 0 | 0.76065 | 0.066383
2023-11-24 16:00 | 0 | 0.45032 | 0.22662
2023-11-24 17:00 | 0 | 0.10317 | 0.34422
2023-11-24 18:00 | 0 | 0 | 0.407
2023-11-24 19:00 | 0 | 0 | 0.43423
2023-11-24 20:00 | 0 | 0 | 0.3932
2023-11-24 21:00 | 0 | 0 | 0.34153
2023-11-24 22:00 | 0 | 0 | 0.30957
2023-11-24 23:00 | 0 | 0 | 0.27947
2023-11-25 | 0 | 0 | 0.26223
2023-11-25 01:00 | 0 | 0 | 0.2661
2023-11-25 02:00 | 0 | 0 | 0.34857
2023-11-25 03:00 | 0 | 0 | 0.32952
2023-11-25 04:00 | 0 | 0 | 0.26555
2023-11-25 05:00 | 0 | 0.10762 | 0.37067
2023-11-25 06:00 | 0.2691 | 0.44815 | 0.49418
2023-11-25 07:00 | 0.78766 | 0.74679 | 0.46878
2023-11-25 08:00 | 0.92514 | 0.86022 | 0.30318
2023-11-25 09:00 | 0.95496 | 0.90061 | 0.18053
2023-11-25 10:00 | 0.95481 | 0.90061 | 0.07115
2023-11-25 11:00 | 0.95498 | 0.24204 | 0.06385
2023-11-25 12:00 | 0.95517 | 0.033623 | 0.024067
2023-11-25 13:00 | 0.95539 | 0.040157 | 0
2023-11-25 14:00 | 0.2455 | 0.49929 | 0
2023-11-25 15:00 | 0 | 0.69245 | 0
2023-11-25 16:00 | 0 | 0.42272 | 0
2023-11-25 17:00 | 0 | 0.10377 | 0
2023-11-25 18:00 | 0 | 0 | 0
2023-11-25 19:00 | 0 | 0 | 0
2023-11-25 20:00 | 0 | 0 | 0.075933
2023-11-25 21:00 | 0 | 0 | 0.21585
2023-11-25 22:00 | 0 | 0 | 0.32487
2023-11-25 23:00 | 0 | 0 | 0.31242
2023-11-26 | 0 | 0 | 0.219
2023-11-26 01:00 | 0 | 0 | 0.15597
2023-11-26 02:00 | 0 | 0 | 0.15982
2023-11-26 03:00 | 0 | 0 | 0.22953
2023-11-26 04:00 | 0 | 0 | 0.26188
2023-11-26 05:00 | 0 | 0.12019 | 0.29688
2023-11-26 06:00 | 0.28298 | 0.49765 | 0.37612
2023-11-26 07:00 | 0.80042 | 0.7932 | 0.40512
2023-11-26 08:00 | 0.93857 | 0.88291 | 0.13717
2023-11-26 09:00 | 0.95402 | 0.90061 | 0.068183
2023-11-26 10:00 | 0.95421 | 0.85969 | 0.014817
2023-11-26 11:00 | 0.95441 | 0.87365 | 0
2023-11-26 12:00 | 0.95464 | 0.67689 | 0
2023-11-26 13:00 | 0.95486 | 0.18032 | 0
2023-11-26 14:00 | 0 | 0.48736 | 0
2023-11-26 15:00 | 0.2049 | 0.48162 | 0
2023-11-26 16:00 | 0 | 0.23014 | 0
2023-11-26 17:00 | 0 | 0.092635 | 0
2023-11-26 18:00 | 0 | 0 | 0
2023-11-26 19:00 | 0 | 0 | 0
2023-11-26 20:00 | 0 | 0 | 0
2023-11-26 21:00 | 0 | 0 | 0
2023-11-26 22:00 | 0 | 0 | 0.052617
2023-11-26 23:00 | 0 | 0 | 0.13877
2023-11-27 | 0 | 0 | 0.20885
2023-11-27 01:00 | 0 | 0 | 0.28017
2023-11-27 02:00 | 0 | 0 | 0.31005
2023-11-27 03:00 | 0 | 0 | 0.29562
2023-11-27 04:00 | 0 | 0 | 0.26827
2023-11-27 05:00 | 0 | 0.12073 | 0.23352
2023-11-27 06:00 | 0.27215 | 0.47796 | 0.19978
2023-11-27 07:00 | 0.78656 | 0.74861 | 0.16547
2023-11-27 08:00 | 0.92178 | 0.82546 | 0.058117
2023-11-27 09:00 | 0.95477 | 0.86004 | 0.021333
2023-11-27 10:00 | 0.95472 | 0.87582 | 0.02835
2023-11-27 11:00 | 0.95492 | 0.87628 | 0
2023-11-27 12:00 | 0.95515 | 0.86727 | 0
2023-11-27 13:00 | 0.95537 | 0.54323 | 0
2023-11-27 14:00 | 0.2469 | 0.19339 | 0.014367
2023-11-27 15:00 | 0 | 0.18487 | 0.0326
2023-11-27 16:00 | 0 | 0.21741 | 0.0355
2023-11-27 17:00 | 0 | 0.10184 | 0.031133
2023-11-27 18:00 | 0 | 0 | 0.022117
2023-11-27 19:00 | 0 | 0 | 0.00925
2023-11-27 20:00 | 0 | 0 | 0
2023-11-27 21:00 | 0 | 0 | 0
2023-11-27 22:00 | 0 | 0 | 0
2023-11-27 23:00 | 0 | 0 | 0.044367
2023-11-28 | 0 | 0 | 0.18508
2023-11-28 01:00 | 0 | 0 | 0.26278
2023-11-28 02:00 | 0 | 0 | 0.28962
2023-11-28 03:00 | 0 | 0 | 0.28085
2023-11-28 04:00 | 0 | 0 | 0.2464
2023-11-28 05:00 | 0 | 0.11971 | 0.23433
2023-11-28 06:00 | 0.26946 | 0.49484 | 0.20277
2023-11-28 07:00 | 0.78421 | 0.78935 | 0.1357
2023-11-28 08:00 | 0.92191 | 0.87051 | 0.1825
2023-11-28 09:00 | 0.95292 | 0.90061 | 0.36137
2023-11-28 10:00 | 0.95364 | 0.90061 | 0.16338
2023-11-28 11:00 | 0.95383 | 0.68291 | 0.0421
2023-11-28 12:00 | 0.95403 | 0.7036 | 0
2023-11-28 13:00 | 0.95423 | 0.6187 | 0
2023-11-28 14:00 | 0.24935 | 0.44683 | 0
2023-11-28 15:00 | 0 | 0.094818 | 0
2023-11-28 16:00 | 0 | 0.028974 | 0.030283
2023-11-28 17:00 | 0 | 0.01513 | 0.079833
2023-11-28 18:00 | 0 | 0 | 0.12827
2023-11-28 19:00 | 0 | 0 | 0.16105
2023-11-28 20:00 | 0 | 0 | 0.26283
2023-11-28 21:00 | 0 | 0 | 0.50813
2023-11-28 22:00 | 0 | 0 | 0.88695
2023-11-28 23:00 | 0 | 0 | 0.95928
2023-11-29 | 0 | 0 | 0.97038
2023-11-29 01:00 | 0 | 0 | 0.98995
2023-11-29 02:00 | 0 | 0 | 0.99265
2023-11-29 03:00 | 0 | 0 | 0.99648
2023-11-29 04:00 | 0 | 0 | 0.99885
2023-11-29 05:00 | 0 | 0.11379 | 0.9999
2023-11-29 06:00 | 0.25744 | 0.47525 | 0.99992
2023-11-29 07:00 | 0.76646 | 0.77489 | 0.99828
2023-11-29 08:00 | 0.90862 | 0.87194 | 0.8345
2023-11-29 09:00 | 0.95273 | 0.90061 | 0.861
2023-11-29 10:00 | 0.95263 | 0.90061 | 0.84863
2023-11-29 11:00 | 0.95268 | 0.90061 | 0.70583
2023-11-29 12:00 | 0.9527 | 0.90061 | 0.55587
2023-11-29 13:00 | 0.95264 | 0.90061 | 0.47343
2023-11-29 14:00 | 0.29088 | 0.88497 | 0.48213
2023-11-29 15:00 | 0 | 0.81973 | 0.5066
2023-11-29 16:00 | 0 | 0.52375 | 0.51085
2023-11-29 17:00 | 0 | 0.1352 | 0.46717
2023-11-29 18:00 | 0 | 0 | 0.43153
2023-11-29 19:00 | 0 | 0 | 0.47345
2023-11-29 20:00 | 0 | 0 | 0.60108
2023-11-29 21:00 | 0 | 0 | 0.61645
2023-11-29 22:00 | 0 | 0 | 0.64675
2023-11-29 23:00 | 0 | 0 | 0.69183
2023-11-30 | 0 | 0 | 0.76275
2023-11-30 01:00 | 0 | 0 | 0.82928
2023-11-30 02:00 | 0 | 0 | 0.86777
2023-11-30 03:00 | 0 | 0 | 0.9025
2023-11-30 04:00 | 0 | 0 | 0.9236
2023-11-30 05:00 | 0 | 0.13238 | 0.95822
2023-11-30 06:00 | 0.11993 | 0.5401 | 0.97692
2023-11-30 07:00 | 0.72973 | 0.84804 | 0.96052
2023-11-30 08:00 | 0.89803 | 0.90061 | 0.6761
2023-11-30 09:00 | 0.9526 | 0.90061 | 0.6995
2023-11-30 10:00 | 0.9526 | 0.90061 | 0.68155
2023-11-30 11:00 | 0.88065 | 0.90061 | 0.59872
2023-11-30 12:00 | 0.56015 | 0.90061 | 0.5741
2023-11-30 13:00 | 0.45239 | 0.90061 | 0.60398
2023-11-30 14:00 | 0.89308 | 0.90061 | 0.66507
2023-11-30 15:00 | 0.54565 | 0.86239 | 0.65363
2023-11-30 16:00 | 0 | 0.56613 | 0.6857
2023-11-30 17:00 | 0 | 0.15154 | 0.66775
2023-11-30 18:00 | 0 | 0 | 0.61755
2023-11-30 19:00 | 0 | 0 | 0.54945
2023-11-30 20:00 | 0 | 0 | 0.4661
2023-11-30 21:00 | 0 | 0 | 0.42678
2023-11-30 22:00 | 0 | 0 | 0.40705
2023-11-30 23:00 | 0 | 0 | 0.40612
2023-12-01 | 0 | 0 | 0.40665
2023-12-01 01:00 | 0 | 0 | 0.40218
2023-12-01 02:00 | 0 | 0 | 0.37848
2023-12-01 03:00 | 0 | 0 | 0.40952
2023-12-01 04:00 | 0 | 0 | 0.47162
2023-12-01 05:00 | 0 | 0.14338 | 0.53767
2023-12-01 06:00 | 0.22968 | 0.57418 | 0.56585
2023-12-01 07:00 | 0.73439 | 0.88134 | 0.53107
2023-12-01 08:00 | 0.87705 | 0.90061 | 0.3034
2023-12-01 09:00 | 0.95005 | 0.90061 | 0.58317
2023-12-01 10:00 | 0.95256 | 0.90061 | 0.51285
2023-12-01 11:00 | 0.9526 | 0.90061 | 0.40913
2023-12-01 12:00 | 0.95263 | 0.90061 | 0.35437
2023-12-01 13:00 | 0.95409 | 0.90061 | 0.32677
2023-12-01 14:00 | 0.38667 | 0.90061 | 0.32525
2023-12-01 15:00 | 0 | 0.86756 | 0.34885
2023-12-01 16:00 | 0 | 0.58063 | 0.39892
2023-12-01 17:00 | 0 | 0.16178 | 0.42493
2023-12-01 18:00 | 0 | 0 | 0.4505
2023-12-01 19:00 | 0 | 0 | 0.47612
2023-12-01 20:00 | 0 | 0 | 0.53325
2023-12-01 21:00 | 0 | 0 | 0.81013
2023-12-01 22:00 | 0 | 0 | 0.95262
2023-12-01 23:00 | 0 | 0 | 0.95763
2023-12-02 | 0 | 0 | 0.93565
2023-12-02 01:00 | 0 | 0 | 0.91333
2023-12-02 02:00 | 0 | 0 | 0.8967
2023-12-02 03:00 | 0 | 0 | 0.88035
2023-12-02 04:00 | 0 | 0 | 0.88147
2023-12-02 05:00 | 0 | 0.14829 | 0.903
2023-12-02 06:00 | 0.20176 | 0.58565 | 0.9074
2023-12-02 07:00 | 0.69882 | 0.88091 | 0.87203
2023-12-02 08:00 | 0.84429 | 0.90061 | 0.67957
2023-12-02 09:00 | 0.9211 | 0.90061 | 0.71442
2023-12-02 10:00 | 0.9526 | 0.90061 | 0.50708
2023-12-02 11:00 | 0.95361 | 0.90061 | 0.25013
2023-12-02 12:00 | 0.9538 | 0.90061 | 0.15192
2023-12-02 13:00 | 0.83275 | 0.90061 | 0.12407
2023-12-02 14:00 | 0.41599 | 0.90061 | 0.12145
2023-12-02 15:00 | 0.23108 | 0.86617 | 0.14557
2023-12-02 16:00 | 0 | 0.57479 | 0.1995
2023-12-02 17:00 | 0 | 0.16109 | 0.266
2023-12-02 18:00 | 0 | 0 | 0.35453
2023-12-02 19:00 | 0 | 0 | 0.51557
2023-12-02 20:00 | 0 | 0 | 0.7147
2023-12-02 21:00 | 0 | 0 | 0.90115
2023-12-02 22:00 | 0 | 0 | 0.96523
2023-12-02 23:00 | 0 | 0 | 0.96742
2023-12-03 | 0 | 0 | 0.93925
2023-12-03 01:00 | 0 | 0 | 0.9278
2023-12-03 02:00 | 0 | 0 | 0.93325
2023-12-03 03:00 | 0 | 0 | 0.94152
2023-12-03 04:00 | 0 | 0 | 0.92635
2023-12-03 05:00 | 0 | 0.1429 | 0.9204
2023-12-03 06:00 | 0 | 0.57368 | 0.93202
2023-12-03 07:00 | 0 | 0.87169 | 0.92357
2023-12-03 08:00 | 0.16758 | 0.90061 | 0.62063
2023-12-03 09:00 | 0.79666 | 0.90061 | 0.65753
2023-12-03 10:00 | 0.88038 | 0.90061 | 0.62548
2023-12-03 11:00 | 0.83613 | 0.90061 | 0.30277
2023-12-03 12:00 | 0.38941 | 0.90061 | 0.079133
2023-12-03 13:00 | 0.68828 | 0.90061 | 0.019367
2023-12-03 14:00 | 0.58658 | 0.88508 | 0.00875
2023-12-03 15:00 | 0.61566 | 0.81962 | 0.022417
2023-12-03 16:00 | 0.51932 | 0.53789 | 0.05745
2023-12-03 17:00 | 0 | 0.14938 | 0.1132
2023-12-03 18:00 | 0 | 0 | 0.20303
2023-12-03 19:00 | 0 | 0 | 0.41022
2023-12-03 20:00 | 0 | 0 | 0.5643
2023-12-03 21:00 | 0 | 0 | 0.8486
2023-12-03 22:00 | 0 | 0 | 0.96417
2023-12-03 23:00 | 0 | 0 | 0.99023
2023-12-04 | 0 | 0 | 0.99302
2023-12-04 01:00 | 0 | 0 | 0.9902
2023-12-04 02:00 | 0 | 0 | 0.98833
2023-12-04 03:00 | 0 | 0 | 0.99067
2023-12-04 04:00 | 0 | 0 | 0.99427
2023-12-04 05:00 | 0 | 0.12848 | 0.99558
2023-12-04 06:00 | 0 | 0.5255 | 0.99287
2023-12-04 07:00 | 0 | 0.82831 | 0.97207
2023-12-04 08:00 | 0 | 0.89669 | 0.64845
2023-12-04 09:00 | 0 | 0.89359 | 0.55967
2023-12-04 10:00 | 0 | 0.90061 | 0.3752
2023-12-04 11:00 | 0.45885 | 0.90061 | 0.17507
2023-12-04 12:00 | 0.61838 | 0.90061 | 0.031083
2023-12-04 13:00 | 0.46718 | 0.87582 | 0.00098333
2023-12-04 14:00 | 0.55426 | 0.80637 | 0.010083
2023-12-04 15:00 | 0.5866 | 0.67222 | 0.0352
2023-12-04 16:00 | 0 | 0.41346 | 0.070233
2023-12-04 17:00 | 0 | 0.10127 | 0.12167
2023-12-04 18:00 | 0 | 0 | 0.2028
2023-12-04 19:00 | 0 | 0 | 0.3567
2023-12-04 20:00 | 0 | 0 | 0.48977
2023-12-04 21:00 | 0 | 0 | 0.71227
2023-12-04 22:00 | 0 | 0 | 0.7398
2023-12-04 23:00 | 0 | 0 | 0.5833
2023-12-05 | 0 | 0 | 0.44568
2023-12-05 01:00 | 0 | 0 | 0.45907
2023-12-05 02:00 | 0 | 0 | 0.5664
2023-12-05 03:00 | 0 | 0 | 0.71503
2023-12-05 04:00 | 0 | 0 | 0.76022
2023-12-05 05:00 | 0 | 0.025216 | 0.65402
2023-12-05 06:00 | 0.22685 | 0.3436 | 0.56957
2023-12-05 07:00 | 0.48982 | 0.71585 | 0.46855
2023-12-05 08:00 | 0.62966 | 0.83454 | 0.22953
2023-12-05 09:00 | 0.95038 | 0.89583 | 0.16997
2023-12-05 10:00 | 0.89064 | 0.90061 | 0.12817
2023-12-05 11:00 | 0.56591 | 0.84142 | 0.10462
2023-12-05 12:00 | 0.95655 | 0.75004 | 0.12147
2023-12-05 13:00 | 0.95666 | 0.80687 | 0.11535
2023-12-05 14:00 | 0.9442 | 0.348 | 0.1148
2023-12-05 15:00 | 0.57448 | 0.5213 | 0.14312
2023-12-05 16:00 | 0.23121 | 0.35862 | 0.18192
2023-12-05 17:00 | 0 | 0.096172 | 0.23425
2023-12-05 18:00 | 0 | 0 | 0.31722
2023-12-05 19:00 | 0 | 0 | 0.39668
2023-12-05 20:00 | 0 | 0 | 0.36093
2023-12-05 21:00 | 0 | 0 | 0.2764
2023-12-05 22:00 | 0 | 0 | 0.21188
2023-12-05 23:00 | 0 | 0 | 0.1585
2023-12-06 | 0 | 0 | 0.15545
2023-12-06 01:00 | 0 | 0 | 0.24768
2023-12-06 02:00 | 0 | 0 | 0.41135
2023-12-06 03:00 | 0 | 0 | 0.63508
2023-12-06 04:00 | 0 | 0 | 0.84465
2023-12-06 05:00 | 0 | 0.10608 | 0.95962
2023-12-06 06:00 | 0.02413 | 0.45221 | 0.96905
2023-12-06 07:00 | 0.55424 | 0.74046 | 0.9121
2023-12-06 08:00 | 0.86386 | 0.84793 | 0.7065
2023-12-06 09:00 | 0.93962 | 0.90061 | 0.61405
2023-12-06 10:00 | 0.95259 | 0.90061 | 0.47927
2023-12-06 11:00 | 0.95263 | 0.90061 | 0.22987
2023-12-06 12:00 | 0.95266 | 0.90061 | 0.073617
2023-12-06 13:00 | 0.95394 | 0.89466 | 0.00625
2023-12-06 14:00 | 0.79565 | 0.84676 | 0
2023-12-06 15:00 | 0 | 0.7484 | 0
2023-12-06 16:00 | 0 | 0.39259 | 0
2023-12-06 17:00 | 0 | 0.070424 | 0
2023-12-06 18:00 | 0 | 0 | 0
2023-12-06 19:00 | 0 | 0 | 0.01015
2023-12-06 20:00 | 0 | 0 | 0.02765
2023-12-06 21:00 | 0 | 0 | 0.047617
2023-12-06 22:00 | 0 | 0 | 0.077083
2023-12-06 23:00 | 0 | 0 | 0.062017
2023-12-07 | 0 | 0 | 0.00605
2023-12-07 01:00 | 0 | 0 | 0
2023-12-07 02:00 | 0 | 0 | 0
2023-12-07 03:00 | 0 | 0 | 0.38715
2023-12-07 04:00 | 0 | 0 | 0.74762
2023-12-07 05:00 | 0 | 0.11115 | 0.81433
2023-12-07 06:00 | 0.028947 | 0.47229 | 0.90467
2023-12-07 07:00 | 0.58442 | 0.77472 | 0.93613
2023-12-07 08:00 | 0.86875 | 0.86884 | 0.80437
2023-12-07 09:00 | 0.94421 | 0.90061 | 0.70845
2023-12-07 10:00 | 0.9529 | 0.90061 | 0.49248
2023-12-07 11:00 | 0.81406 | 0.90061 | 0.30758
2023-12-07 12:00 | 0.73911 | 0.90061 | 0.18433
2023-12-07 13:00 | 0.59259 | 0.8833 | 0.11165
2023-12-07 14:00 | 0.62861 | 0.73754 | 0.073083
2023-12-07 15:00 | 0 | 0.6396 | 0.052817
2023-12-07 16:00 | 0 | 0.45947 | 0.052817
2023-12-07 17:00 | 0 | 0.13286 | 0.076817
2023-12-07 18:00 | 0 | 0 | 0.12518
2023-12-07 19:00 | 0 | 0 | 0.36588
2023-12-07 20:00 | 0 | 0 | 0.709
2023-12-07 21:00 | 0 | 0 | 0.90098
2023-12-07 22:00 | 0 | 0 | 0.9207
2023-12-07 23:00 | 0 | 0 | 0.81118
2023-12-08 | 0 | 0 | 0.644
2023-12-08 01:00 | 0 | 0 | 0.4774
2023-12-08 02:00 | 0 | 0 | 0.34755
2023-12-08 03:00 | 0 | 0 | 0.24887
2023-12-08 04:00 | 0 | 0 | 0.19755
2023-12-08 05:00 | 0 | 0.098786 | 0.24862
2023-12-08 06:00 | 0 | 0.44608 | 0.2441
2023-12-08 07:00 | 0 | 0.74213 | 0.11208
2023-12-08 08:00 | 0 | 0.85011 | 0
2023-12-08 09:00 | 0 | 0.89448 | 0.018483
2023-12-08 10:00 | 0 | 0.90061 | 0.15128
2023-12-08 11:00 | 0.13754 | 0.90061 | 0.1707
2023-12-08 12:00 | 0 | 0.90061 | 0.12687
2023-12-08 13:00 | 0 | 0.88052 | 0.074417
2023-12-08 14:00 | 0.54837 | 0.82596 | 0.0475
2023-12-08 15:00 | 0.68835 | 0.71528 | 0.04505
2023-12-08 16:00 | 0 | 0.45598 | 0.083383
2023-12-08 17:00 | 0 | 0.13414 | 0.16483
2023-12-08 18:00 | 0 | 0 | 0.24978
2023-12-08 19:00 | 0 | 0 | 0.44587
2023-12-08 20:00 | 0 | 0 | 0.6619
2023-12-08 21:00 | 0 | 0 | 0.73375
2023-12-08 22:00 | 0 | 0 | 0.72043
2023-12-08 23:00 | 0 | 0 | 0.70502
2023-12-09 | 0 | 0 | 0.70917
2023-12-09 01:00 | 0 | 0 | 0.63557
2023-12-09 02:00 | 0 | 0 | 0.5152
2023-12-09 03:00 | 0 | 0 | 0.52448
2023-12-09 04:00 | 0 | 0 | 0.46955
2023-12-09 05:00 | 0 | 0.082671 | 0.33212
2023-12-09 06:00 | 0 | 0.41759 | 0.21655
2023-12-09 07:00 | 0 | 0.71222 | 0.29342
2023-12-09 08:00 | 0 | 0.82781 | 0.24088
2023-12-09 09:00 | 0 | 0.87343 | 0.1718
2023-12-09 10:00 | 0.1009 | 0.89056 | 0.02405
2023-12-09 11:00 | 0 | 0.85929 | 0
2023-12-09 12:00 | 0 | 0.72236 | 0
2023-12-09 13:00 | 0 | 0.58095 | 0
2023-12-09 14:00 | 0 | 0.47724 | 0.0015
2023-12-09 15:00 | 0 | 0.51727 | 0.034417
2023-12-09 16:00 | 0 | 0.37365 | 0.098817
2023-12-09 17:00 | 0 | 0.12073 | 0.19342
2023-12-09 18:00 | 0 | 0 | 0.4109
2023-12-09 19:00 | 0 | 0 | 0.72717
2023-12-09 20:00 | 0 | 0 | 0.6925
2023-12-09 21:00 | 0 | 0 | 0.55577
2023-12-09 22:00 | 0 | 0 | 0.47883
2023-12-09 23:00 | 0 | 0 | 0.4199
2023-12-10 | 0 | 0 | 0.25653
2023-12-10 01:00 | 0 | 0 | 0.22992
2023-12-10 02:00 | 0 | 0 | 0.48172
2023-12-10 03:00 | 0 | 0 | 0.47282
2023-12-10 04:00 | 0 | 0 | 0.37673
2023-12-10 05:00 | 0 | 0.080107 | 0.3591
2023-12-10 06:00 | 0 | 0.35028 | 0.32272
2023-12-10 07:00 | 0 | 0.60869 | 0.16388
2023-12-10 08:00 | 0 | 0.74277 | 0.22793
2023-12-10 09:00 | 0.62605 | 0.79038 | 0.32585
2023-12-10 10:00 | 0 | 0.81335 | 0.13195
2023-12-10 11:00 | 0 | 0.78415 | 0.024183
2023-12-10 12:00 | 0 | 0.73344 | 0
2023-12-10 13:00 | 0 | 0.64494 | 0
2023-12-10 14:00 | 0 | 0.55303 | 0.039133
2023-12-10 15:00 | 0 | 0.3969 | 0.12333
2023-12-10 16:00 | 0 | 0.20682 | 0.32877
2023-12-10 17:00 | 0 | 0.085808 | 0.59042
2023-12-10 18:00 | 0 | 0.0043828 | 0.81172
2023-12-10 19:00 | 0 | 0 | 0.96022
2023-12-10 20:00 | 0 | 0 | 0.96605
2023-12-10 21:00 | 0 | 0 | 0.99388
2023-12-10 22:00 | 0 | 0 | 0.99888
2023-12-10 23:00 | 0 | 0 | 0.99742
2023-12-11 | 0 | 0 | 0.99853
2023-12-11 01:00 | 0 | 0 | 0.99983
2023-12-11 02:00 | 0 | 0 | 0.99982
2023-12-11 03:00 | 0 | 0 | 0.99993
2023-12-11 04:00 | 0 | 0 | 1
2023-12-11 05:00 | 0 | 0.037318 | 1
2023-12-11 06:00 | 0 | 0.26741 | 1
2023-12-11 07:00 | 0 | 0.56702 | 0.99977
2023-12-11 08:00 | 0 | 0.73244 | 0.9992
2023-12-11 09:00 | 0 | 0.78835 | 0.99783
2023-12-11 10:00 | 0 | 0.80716 | 0.98095
2023-12-11 11:00 | 0 | 0.80559 | 0.87968
2023-12-11 12:00 | 0 | 0.79427 | 0.67878
2023-12-11 13:00 | 0 | 0.76143 | 0.5188
2023-12-11 14:00 | 0 | 0.68348 | 0.42562
2023-12-11 15:00 | 0 | 0.52511 | 0.3541
2023-12-11 16:00 | 0 | 0.29385 | 0.28763
2023-12-11 17:00 | 0 | 0.10058 | 0.43703
2023-12-11 18:00 | 0 | 0.0044224 | 0.91718
2023-12-11 19:00 | 0 | 0 | 1
2023-12-11 20:00 | 0 | 0 | 1
2023-12-11 21:00 | 0 | 0 | 1
2023-12-11 22:00 | 0 | 0 | 1
2023-12-11 23:00 | 0 | 0 | 1
2023-12-12 | 0 | 0 | 1
2023-12-12 01:00 | 0 | 0 | 1
2023-12-12 02:00 | 0 | 0 | 0.99832
2023-12-12 03:00 | 0 | 0 | 1
2023-12-12 04:00 | 0 | 0 | 1
2023-12-12 05:00 | 0 | 0.035377 | 1
2023-12-12 06:00 | 0.20962 | 0.096001 | 1
2023-12-12 07:00 | 0.72004 | 0.12694 | 1
2023-12-12 08:00 | 0.86929 | 0.30582 | 0.99975
2023-12-12 09:00 | 0.73229 | 0.20444 | 0.99105
2023-12-12 10:00 | 0.72993 | 0.37244 | 0.848
2023-12-12 11:00 | 0.56395 | 0.5812 | 0.51722
2023-12-12 12:00 | 0 | 0.58063 | 0.28923
2023-12-12 13:00 | 0.17189 | 0.50947 | 0.10993
2023-12-12 14:00 | 0.57542 | 0.34592 | 0.028267
2023-12-12 15:00 | 0.72133 | 0.24858 | 0
2023-12-12 16:00 | 0.44144 | 0.06438 | 0
2023-12-12 17:00 | 0.26786 | 0.035022 | 0.013417
2023-12-12 18:00 | 0 | 0 | 0.044083
2023-12-12 19:00 | 0 | 0 | 0.16347
2023-12-12 20:00 | 0 | 0 | 0.68425
2023-12-12 21:00 | 0 | 0 | 1
2023-12-12 22:00 | 0 | 0 | 1
2023-12-12 23:00 | 0 | 0 | 1
2023-12-13 | 0 | 0 | 1
2023-12-13 01:00 | 0 | 0 | 1
2023-12-13 02:00 | 0 | 0 | 0.99993
2023-12-13 03:00 | 0 | 0 | 0.99142
2023-12-13 04:00 | 0 | 0 | 0.99065
2023-12-13 05:00 | 0 | 0.040125 | 0.99713
2023-12-13 06:00 | 0.18726 | 0.14827 | 0.99823
2023-12-13 07:00 | 0.69474 | 0.21964 | 0.99272
2023-12-13 08:00 | 0.73671 | 0.32101 | 0.89705
2023-12-13 09:00 | 0.82552 | 0.46232 | 0.95143
2023-12-13 10:00 | 0.79059 | 0.30623 | 0.98848
2023-12-13 11:00 | 0.82914 | 0.40598 | 0.92905
2023-12-13 12:00 | 0.53476 | 0.57201 | 0.86895
2023-12-13 13:00 | 0.76763 | 0.53632 | 0.66857
2023-12-13 14:00 | 0.78944 | 0.46923 | 0.4825
2023-12-13 15:00 | 0.73167 | 0.41307 | 0.3418
2023-12-13 16:00 | 0.50981 | 0.11821 | 0.3565
2023-12-13 17:00 | 0 | 0.061004 | 0.70407
2023-12-13 18:00 | 0 | 0 | 0.9997
2023-12-13 19:00 | 0 | 0 | 1
2023-12-13 20:00 | 0 | 0 | 1
2023-12-13 21:00 | 0 | 0 | 1
2023-12-13 22:00 | 0 | 0 | 0.99935
2023-12-13 23:00 | 0 | 0 | 0.99892
2023-12-14 | 0 | 0 | 0.99787
2023-12-14 01:00 | 0 | 0 | 0.99778
2023-12-14 02:00 | 0 | 0 | 0.99325
2023-12-14 03:00 | 0 | 0 | 0.99367
2023-12-14 04:00 | 0 | 0 | 0.99853
2023-12-14 05:00 | 0 | 0.053654 | 0.99998
2023-12-14 06:00 | 0.20828 | 0.29959 | 1
2023-12-14 07:00 | 0.71576 | 0.53483 | 1
2023-12-14 08:00 | 0.86421 | 0.62885 | 0.99687
2023-12-14 09:00 | 0.9394 | 0.22689 | 0.99857
2023-12-14 10:00 | 0.9556 | 0.17574 | 0.99837
2023-12-14 11:00 | 0.95556 | 0.19561 | 0.93888
2023-12-14 12:00 | 0.95583 | 0.17849 | 0.64722
2023-12-14 13:00 | 0.94483 | 0.095438 | 0.39473
2023-12-14 14:00 | 0.46746 | 0.10269 | 0.24488
2023-12-14 15:00 | 0 | 0.18371 | 0.16527
2023-12-14 16:00 | 0 | 0.12825 | 0.12187
2023-12-14 17:00 | 0 | 0.044904 | 0.13495
2023-12-14 18:00 | 0 | 0 | 0.24478
2023-12-14 19:00 | 0 | 0 | 0.7467
2023-12-14 20:00 | 0 | 0 | 0.93218
2023-12-14 21:00 | 0 | 0 | 0.883
2023-12-14 22:00 | 0 | 0 | 0.8588
2023-12-14 23:00 | 0 | 0 | 0.89765
2023-12-15 | 0 | 0 | 0.91845
2023-12-15 01:00 | 0 | 0 | 0.89182
2023-12-15 02:00 | 0 | 0 | 0.90828
2023-12-15 03:00 | 0 | 0 | 0.95773
2023-12-15 04:00 | 0 | 0 | 0.91358
2023-12-15 05:00 | 0 | 0.064452 | 0.90308
2023-12-15 06:00 | 0.21085 | 0.3289 | 0.94432
2023-12-15 07:00 | 0.72376 | 0.60096 | 0.94382
2023-12-15 08:00 | 0.87411 | 0.74377 | 0.74103
2023-12-15 09:00 | 0.9505 | 0.74152 | 0.66483
2023-12-15 10:00 | 0.95462 | 0.74063 | 0.52118
2023-12-15 11:00 | 0.95481 | 0.64156 | 0.30325
2023-12-15 12:00 | 0.95502 | 0.71695 | 0.11918
2023-12-15 13:00 | 0.82548 | 0.72764 | 0.021433
2023-12-15 14:00 | 0.5527 | 0.66008 | 0
2023-12-15 15:00 | 0 | 0.10799 | 0
2023-12-15 16:00 | 0 | 0.068946 | 0
2023-12-15 17:00 | 0 | 0.033607 | 0.040883
2023-12-15 18:00 | 0 | 0 | 0.41485
2023-12-15 19:00 | 0 | 0 | 0.52117
2023-12-15 20:00 | 0 | 0 | 0.59065
2023-12-15 21:00 | 0 | 0 | 0.89025
2023-12-15 22:00 | 0 | 0 | 0.90403
2023-12-15 23:00 | 0 | 0 | 0.77073
2023-12-16 | 0 | 0 | 0.5494
2023-12-16 01:00 | 0 | 0 | 0.5455
2023-12-16 02:00 | 0 | 0 | 0.60612
2023-12-16 03:00 | 0 | 0 | 0.49175
2023-12-16 04:00 | 0 | 0 | 0.40935
2023-12-16 05:00 | 0 | 0.022473 | 0.36458
2023-12-16 06:00 | 0 | 0.2617 | 0.41895
2023-12-16 07:00 | 0.3274 | 0.54523 | 0.52853
2023-12-16 08:00 | 0.65745 | 0.69281 | 0.18707
2023-12-16 09:00 | 0.94527 | 0.76346 | 0.17535
2023-12-16 10:00 | 0.95411 | 0.79576 | 0.15425
2023-12-16 11:00 | 0.95428 | 0.63543 | 0.12828
2023-12-16 12:00 | 0.95445 | 0.38301 | 0.061683
2023-12-16 13:00 | 0.95455 | 0.12094 | 0.013633
2023-12-16 14:00 | 0.94334 | 0.11619 | 0
2023-12-16 15:00 | 0.30944 | 0.33102 | 0
2023-12-16 16:00 | 0 | 0.21992 | 0.0079167
2023-12-16 17:00 | 0 | 0.047585 | 0.0551
2023-12-16 18:00 | 0 | 0 | 0.40145
2023-12-16 19:00 | 0 | 0 | 0.67795
2023-12-16 20:00 | 0 | 0 | 0.36402
2023-12-16 21:00 | 0 | 0 | 0.20618
2023-12-16 22:00 | 0 | 0 | 0.18422
2023-12-16 23:00 | 0 | 0 | 0.23447
2023-12-17 | 0 | 0 | 0.2199
2023-12-17 01:00 | 0 | 0 | 0.1719
2023-12-17 02:00 | 0 | 0 | 0.1398
2023-12-17 03:00 | 0 | 0 | 0.14072
2023-12-17 04:00 | 0 | 0 | 0.15985
2023-12-17 05:00 | 0 | 0.041375 | 0.3098
2023-12-17 06:00 | 0.20739 | 0.16695 | 0.38725
2023-12-17 07:00 | 0.72188 | 0.42895 | 0.34418
2023-12-17 08:00 | 0.87414 | 0.56186 | 0.20778
2023-12-17 09:00 | 0.95118 | 0.7489 | 0.36882
2023-12-17 10:00 | 0.95259 | 0.83583 | 0.42863
2023-12-17 11:00 | 0.95371 | 0.80224 | 0.38992
2023-12-17 12:00 | 0.95392 | 0.70114 | 0.32678
2023-12-17 13:00 | 0.9541 | 0.1885 | 0.16008
2023-12-17 14:00 | 0.42237 | 0.1055 | 0.08705
2023-12-17 15:00 | 0 | 0.38782 | 0.0874
2023-12-17 16:00 | 0 | 0.13006 | 0.043783
2023-12-17 17:00 | 0 | 0.038885 | 0.046
2023-12-17 18:00 | 0 | 0 | 0.023533
2023-12-17 19:00 | 0 | 0 | 0.014133
2023-12-17 20:00 | 0 | 0 | 0.0052333
2023-12-17 21:00 | 0 | 0 | 0.1698
2023-12-17 22:00 | 0 | 0 | 0.04875
2023-12-17 23:00 | 0 | 0 | 0.04615
2023-12-18 | 0 | 0 | 0.088533
2023-12-18 01:00 | 0 | 0 | 0.12883
2023-12-18 02:00 | 0 | 0 | 0.12575
2023-12-18 03:00 | 0 | 0 | 0.096167
2023-12-18 04:00 | 0 | 0 | 0.14243
2023-12-18 05:00 | 0 | 0.055922 | 0.20282
2023-12-18 06:00 | 0.1922 | 0.13448 | 0.15667
2023-12-18 07:00 | 0.70377 | 0.49199 | 0.10115
2023-12-18 08:00 | 0.85685 | 0.70905 | 0.12942
2023-12-18 09:00 | 0.93727 | 0.67991 | 0.14235
2023-12-18 10:00 | 0.95282 | 0.71563 | 0.091017
2023-12-18 11:00 | 0.95262 | 0.71855 | 0.041683
2023-12-18 12:00 | 0.95371 | 0.62439 | 0.042933
2023-12-18 13:00 | 0.95424 | 0.27843 | 0.026333
2023-12-18 14:00 | 0.48748 | 0.56709 | 0.015483
2023-12-18 15:00 | 0 | 0.32984 | 0.046867
2023-12-18 16:00 | 0 | 0.14683 | 0.0996
2023-12-18 17:00 | 0 | 0.052464 | 0
2023-12-18 18:00 | 0 | 0 | 0
2023-12-18 19:00 | 0 | 0 | 0.076883
2023-12-18 20:00 | 0 | 0 | 0
2023-12-18 21:00 | 0 | 0 | 0.048517
2023-12-18 22:00 | 0 | 0 | 0.1088
2023-12-18 23:00 | 0 | 0 | 0.17965
2023-12-19 | 0 | 0 | 0.31597
2023-12-19 01:00 | 0 | 0 | 0.3956
2023-12-19 02:00 | 0 | 0 | 0.40123
2023-12-19 03:00 | 0 | 0 | 0.40433
2023-12-19 04:00 | 0 | 0 | 0.40597
2023-12-19 05:00 | 0 | 0.040577 | 0.38522
2023-12-19 06:00 | 0.21323 | 0.19206 | 0.40295
2023-12-19 07:00 | 0.73205 | 0.55057 | 0.43425
2023-12-19 08:00 | 0.88344 | 0.78269 | 0.20325
2023-12-19 09:00 | 0.95297 | 0.87069 | 0.39472
2023-12-19 10:00 | 0.95259 | 0.84548 | 0.57107
2023-12-19 11:00 | 0.95259 | 0.45516 | 0.47378
2023-12-19 12:00 | 0.95267 | 0.41061 | 0.35618
2023-12-19 13:00 | 0.74216 | 0.19571 | 0.31758
2023-12-19 14:00 | 0 | 0.43426 | 0.23553
2023-12-19 15:00 | 0 | 0.17561 | 0.20478
2023-12-19 16:00 | 0.030265 | 0.13519 | 0.17945
2023-12-19 17:00 | 0.4254 | 0.10965 | 0.21587
2023-12-19 18:00 | 0 | 0 | 0.24887
2023-12-19 19:00 | 0 | 0 | 0.16885
2023-12-19 20:00 | 0 | 0 | 0.029133
2023-12-19 21:00 | 0 | 0 | 0.00155
2023-12-19 22:00 | 0 | 0 | 0
2023-12-19 23:00 | 0 | 0 | 0
2023-12-20 | 0 | 0 | 0
2023-12-20 01:00 | 0 | 0 | 0
2023-12-20 02:00 | 0 | 0 | 0
2023-12-20 03:00 | 0 | 0 | 0
2023-12-20 04:00 | 0 | 0 | 0
2023-12-20 05:00 | 0 | 0.08558 | 0
2023-12-20 06:00 | 0.19789 | 0.42764 | 0
2023-12-20 07:00 | 0.71521 | 0.74797 | 0
2023-12-20 08:00 | 0.86874 | 0.84786 | 0
2023-12-20 09:00 | 0.94543 | 0.90061 | 0
2023-12-20 10:00 | 0.95258 | 0.87543 | 0.011333
2023-12-20 11:00 | 0.95284 | 0.77806 | 0.015433
2023-12-20 12:00 | 0.81141 | 0.73921 | 0
2023-12-20 13:00 | 0.81616 | 0.42151 | 0
2023-12-20 14:00 | 0.84198 | 0.66449 | 0
2023-12-20 15:00 | 0 | 0.61318 | 0
2023-12-20 16:00 | 0 | 0.20068 | 0
2023-12-20 17:00 | 0 | 0.10231 | 0
2023-12-20 18:00 | 0 | 0 | 0
2023-12-20 19:00 | 0 | 0 | 0
2023-12-20 20:00 | 0 | 0 | 0
2023-12-20 21:00 | 0 | 0 | 0
2023-12-20 22:00 | 0 | 0 | 0
2023-12-20 23:00 | 0 | 0 | 0.02925
2023-12-21 | 0 | 0 | 0.08335
2023-12-21 01:00 | 0 | 0 | 0.10923
2023-12-21 02:00 | 0 | 0 | 0.11882
2023-12-21 03:00 | 0 | 0 | 0.1417
2023-12-21 04:00 | 0 | 0 | 0.17143
2023-12-21 05:00 | 0 | 0.090199 | 0.20705
2023-12-21 06:00 | 0.20056 | 0.45406 | 0.22427
2023-12-21 07:00 | 0.71003 | 0.77283 | 0.19677
2023-12-21 08:00 | 0.87873 | 0.85602 | 0.081683
2023-12-21 09:00 | 0.95417 | 0.88387 | 0.087933
2023-12-21 10:00 | 0.95413 | 0.85221 | 0.030667
2023-12-21 11:00 | 0.9543 | 0.85021 | 0
2023-12-21 12:00 | 0.9545 | 0.3401 | 0
2023-12-21 13:00 | 0.95472 | 0.11463 | 0
2023-12-21 14:00 | 0.47262 | 0.21235 | 0
2023-12-21 15:00 | 0 | 0.53999 | 0
2023-12-21 16:00 | 0 | 0.38198 | 0
2023-12-21 17:00 | 0 | 0.13324 | 0
2023-12-21 18:00 | 0 | 0 | 0
2023-12-21 19:00 | 0 | 0 | 0
2023-12-21 20:00 | 0 | 0 | 0.23377
2023-12-21 21:00 | 0 | 0 | 0.45548
2023-12-21 22:00 | 0 | 0 | 0.3425
2023-12-21 23:00 | 0 | 0 | 0.19155
2023-12-22 | 0 | 0 | 0.15643
2023-12-22 01:00 | 0 | 0 | 0.16707
2023-12-22 02:00 | 0 | 0 | 0.1542
2023-12-22 03:00 | 0 | 0 | 0.1256
2023-12-22 04:00 | 0 | 0 | 0.099583
2023-12-22 05:00 | 0 | 0.046407 | 0.077417
2023-12-22 06:00 | 0.21886 | 0.34646 | 0.07745
2023-12-22 07:00 | 0.76983 | 0.71026 | 0.10623
2023-12-22 08:00 | 0.94825 | 0.83326 | 0.05865
2023-12-22 09:00 | 0.95471 | 0.88098 | 0.0929
2023-12-22 10:00 | 0.95488 | 0.76613 | 0.0655
2023-12-22 11:00 | 0.95506 | 0.78629 | 0.00735
2023-12-22 12:00 | 0.95528 | 0.73665 | 0
2023-12-22 13:00 | 0.95551 | 0.24972 | 0
2023-12-22 14:00 | 0.29106 | 0.37009 | 0
2023-12-22 15:00 | 0 | 0.50036 | 0
2023-12-22 16:00 | 0 | 0.15295 | 0.010017
2023-12-22 17:00 | 0 | 0.071189 | 0
2023-12-22 18:00 | 0 | 0 | 0.036
2023-12-22 19:00 | 0 | 0 | 0.10373
2023-12-22 20:00 | 0 | 0 | 0.75422
2023-12-22 21:00 | 0 | 0 | 0.79832
2023-12-22 22:00 | 0 | 0 | 0.56043
2023-12-22 23:00 | 0 | 0 | 0.4801
2023-12-23 | 0 | 0 | 0.31153
2023-12-23 01:00 | 0 | 0 | 0.19485
2023-12-23 02:00 | 0 | 0 | 0.15615
2023-12-23 03:00 | 0 | 0 | 0.14418
2023-12-23 04:00 | 0 | 0 | 0.1407
2023-12-23 05:00 | 0 | 0.069437 | 0.14373
2023-12-23 06:00 | 0.2432 | 0.40944 | 0.14377
2023-12-23 07:00 | 0.78133 | 0.75367 | 0.14795
2023-12-23 08:00 | 0.93533 | 0.84729 | 0.14867
2023-12-23 09:00 | 0.95492 | 0.88629 | 0.22013
2023-12-23 10:00 | 0.9551 | 0.90061 | 0.19762
2023-12-23 11:00 | 0.9553 | 0.90061 | 0.1109
2023-12-23 12:00 | 0.95554 | 0.89904 | 0.0546
2023-12-23 13:00 | 0.95577 | 0.87532 | 0.07725
2023-12-23 14:00 | 0.26807 | 0.82354 | 0.1082
2023-12-23 15:00 | 0 | 0.7432 | 0.12853
2023-12-23 16:00 | 0 | 0.51104 | 0.13723
2023-12-23 17:00 | 0 | 0.17166 | 0.16962
2023-12-23 18:00 | 0 | 0 | 0.16913
2023-12-23 19:00 | 0 | 0 | 0.22147
2023-12-23 20:00 | 0 | 0 | 0.2054
2023-12-23 21:00 | 0 | 0 | 0.27905
2023-12-23 22:00 | 0 | 0 | 0.27192
2023-12-23 23:00 | 0 | 0 | 0.22935
2023-12-24 | 0 | 0 | 0.28555
2023-12-24 01:00 | 0 | 0 | 0.65365
2023-12-24 02:00 | 0 | 0 | 0.89647
2023-12-24 03:00 | 0 | 0 | 0.89755
2023-12-24 04:00 | 0 | 0 | 0.86423
2023-12-24 05:00 | 0 | 0.077204 | 0.81103
2023-12-24 06:00 | 0.20847 | 0.36311 | 0.8096
2023-12-24 07:00 | 0.73557 | 0.69573 | 0.7435
2023-12-24 08:00 | 0.89089 | 0.83109 | 0.85195
2023-12-24 09:00 | 0.95468 | 0.86189 | 0.9051
2023-12-24 10:00 | 0.95485 | 0.87048 | 0.82517
2023-12-24 11:00 | 0.95503 | 0.79252 | 0.68862
2023-12-24 12:00 | 0.95525 | 0.7172 | 0.66752
2023-12-24 13:00 | 0.95546 | 0.60929 | 0.66673
2023-12-24 14:00 | 0.39352 | 0.46457 | 0.6294
2023-12-24 15:00 | 0 | 0.62055 | 0.63258
2023-12-24 16:00 | 0 | 0.35791 | 0.62865
2023-12-24 17:00 | 0 | 0.11595 | 0.64893
2023-12-24 18:00 | 0 | 0 | 0.666
2023-12-24 19:00 | 0 | 0 | 0.5898
2023-12-24 20:00 | 0 | 0 | 0.24465
2023-12-24 21:00 | 0 | 0 | 0.2112
2023-12-24 22:00 | 0 | 0 | 0.25312
2023-12-24 23:00 | 0 | 0 | 0.82063
2023-12-25 | 0 | 0 | 0.98858
2023-12-25 01:00 | 0 | 0 | 0.77062
2023-12-25 02:00 | 0 | 0 | 0.54563
2023-12-25 03:00 | 0 | 0 | 0.48282
2023-12-25 04:00 | 0 | 0 | 0.3438
2023-12-25 05:00 | 0 | 0.030129 | 0.2873
2023-12-25 06:00 | 0.19093 | 0.24708 | 0.2975
2023-12-25 07:00 | 0.7153 | 0.43558 | 0.35177
2023-12-25 08:00 | 0.85038 | 0.51966 | 0.2654
2023-12-25 09:00 | 0.86428 | 0.63369 | 0.26797
2023-12-25 10:00 | 0.75372 | 0.53846 | 0.24053
2023-12-25 11:00 | 0.68454 | 0.67251 | 0.20843
2023-12-25 12:00 | 0.33843 | 0.81368 | 0.15245
2023-12-25 13:00 | 0.37172 | 0.80762 | 0.1015
2023-12-25 14:00 | 0.5238 | 0.75887 | 0.17297
2023-12-25 15:00 | 0.48845 | 0.68604 | 0.2833
2023-12-25 16:00 | 0.47276 | 0.39968 | 0.43572
2023-12-25 17:00 | 0.42837 | 0.096175 | 0.59023
2023-12-25 18:00 | 0 | 0 | 0.69938
2023-12-25 19:00 | 0 | 0 | 0.81083
2023-12-25 20:00 | 0 | 0 | 0.80408
2023-12-25 21:00 | 0 | 0 | 0.92858
2023-12-25 22:00 | 0 | 0 | 0.90068
2023-12-25 23:00 | 0 | 0 | 0.79123
2023-12-26 | 0 | 0 | 0.7926
2023-12-26 01:00 | 0 | 0 | 0.7892
2023-12-26 02:00 | 0 | 0 | 0.82255
2023-12-26 03:00 | 0 | 0 | 0.8446
2023-12-26 04:00 | 0 | 0 | 0.82585
2023-12-26 05:00 | 0 | 0.074106 | 0.81173
2023-12-26 06:00 | 0.18224 | 0.39363 | 0.80303
2023-12-26 07:00 | 0.70542 | 0.66855 | 0.78415
2023-12-26 08:00 | 0.86464 | 0.74227 | 0.66372
2023-12-26 09:00 | 0.94276 | 0.7714 | 0.62122
2023-12-26 10:00 | 0.90031 | 0.84249 | 0.47913
2023-12-26 11:00 | 0.81385 | 0.83885 | 0.24973
2023-12-26 12:00 | 0.82066 | 0.75481 | 0.16257
2023-12-26 13:00 | 0.83852 | 0.77828 | 0.10943
2023-12-26 14:00 | 0.54181 | 0.7266 | 0.11565
2023-12-26 15:00 | 0.56244 | 0.67892 | 0.178
2023-12-26 16:00 | 0 | 0.50623 | 0.30963
2023-12-26 17:00 | 0.13724 | 0.20988 | 0.43262
2023-12-26 18:00 | 0 | 0.0030231 | 0.55
2023-12-26 19:00 | 0 | 0 | 0.68983
2023-12-26 20:00 | 0 | 0 | 0.49185
2023-12-26 21:00 | 0 | 0 | 0.37845
2023-12-26 22:00 | 0 | 0 | 0.27865
2023-12-26 23:00 | 0 | 0 | 0.34878
2023-12-27 | 0 | 0 | 0.61235
2023-12-27 01:00 | 0 | 0 | 0.76602
2023-12-27 02:00 | 0 | 0 | 0.73408
2023-12-27 03:00 | 0 | 0 | 0.66918
2023-12-27 04:00 | 0 | 0 | 0.63657
2023-12-27 05:00 | 0 | 0.083675 | 0.63018
2023-12-27 06:00 | 0.17316 | 0.4573 | 0.61987
2023-12-27 07:00 | 0.69613 | 0.80288 | 0.55517
2023-12-27 08:00 | 0.85708 | 0.87607 | 0.40332
2023-12-27 09:00 | 0.93826 | 0.7859 | 0.38772
2023-12-27 10:00 | 0.95253 | 0.73148 | 0.18155
2023-12-27 11:00 | 0.93076 | 0.77272 | 0.052033
2023-12-27 12:00 | 0.90825 | 0.76535 | 0.037533
2023-12-27 13:00 | 0.95383 | 0.7557 | 0.045183
2023-12-27 14:00 | 0.57953 | 0.63896 | 0.06495
2023-12-27 15:00 | 0 | 0.66531 | 0.094617
2023-12-27 16:00 | 0 | 0.47415 | 0.16
2023-12-27 17:00 | 0 | 0.14324 | 0.27342
2023-12-27 18:00 | 0 | 0 | 0.37997
2023-12-27 19:00 | 0 | 0 | 0.4109
2023-12-27 20:00 | 0 | 0 | 0.40685
2023-12-27 21:00 | 0 | 0 | 0.50138
2023-12-27 22:00 | 0 | 0 | 0.5883
2023-12-27 23:00 | 0 | 0 | 0.69482
2023-12-28 | 0 | 0 | 0.76053
2023-12-28 01:00 | 0 | 0 | 0.73768
2023-12-28 02:00 | 0 | 0 | 0.67638
2023-12-28 03:00 | 0 | 0 | 0.54893
2023-12-28 04:00 | 0 | 0 | 0.45928
2023-12-28 05:00 | 0 | 0.075894 | 0.439
2023-12-28 06:00 | 0.18779 | 0.425 | 0.42823
2023-12-28 07:00 | 0.71338 | 0.76218 | 0.32395
2023-12-28 08:00 | 0.85311 | 0.85296 | 0.15252
2023-12-28 09:00 | 0.95189 | 0.86606 | 0.094717
2023-12-28 10:00 | 0.95363 | 0.86111 | 0.12265
2023-12-28 11:00 | 0.9538 | 0.67689 | 0.12187
2023-12-28 12:00 | 0.95402 | 0.50655 | 0.0998
2023-12-28 13:00 | 0.95423 | 0.63853 | 0.1041
2023-12-28 14:00 | 0.47249 | 0.7401 | 0.0699
2023-12-28 15:00 | 0 | 0.30573 | 0.028733
2023-12-28 16:00 | 0 | 0.19884 | 0
2023-12-28 17:00 | 0 | 0.10693 | 0.016383
2023-12-28 18:00 | 0 | 0.0040723 | 0.29127
2023-12-28 19:00 | 0 | 0 | 0.14593
2023-12-28 20:00 | 0 | 0 | 0.10523
2023-12-28 21:00 | 0 | 0 | 0.1479
2023-12-28 22:00 | 0 | 0 | 0.47032
2023-12-28 23:00 | 0 | 0 | 0.14763
2023-12-29 | 0 | 0 | 0.02025
2023-12-29 01:00 | 0 | 0 | 0.033183
2023-12-29 02:00 | 0 | 0 | 0.03235
2023-12-29 03:00 | 0 | 0 | 0
2023-12-29 04:00 | 0 | 0 | 0.026883
2023-12-29 05:00 | 0 | 0.033273 | 0.012683
2023-12-29 06:00 | 0.18375 | 0.15186 | 0
2023-12-29 07:00 | 0.7187 | 0.16131 | 0
2023-12-29 08:00 | 0.88048 | 0.37204 | 0.090967
2023-12-29 09:00 | 0.95309 | 0.42714 | 0.24883
2023-12-29 10:00 | 0.95259 | 0.41136 | 0.20437
2023-12-29 11:00 | 0.95264 | 0.68608 | 0.12805
2023-12-29 12:00 | 0.95377 | 0.82137 | 0.077433
2023-12-29 13:00 | 0.95397 | 0.84548 | 0.03035
2023-12-29 14:00 | 0.44228 | 0.83971 | 0.016117
2023-12-29 15:00 | 0 | 0.6901 | 0.015367
2023-12-29 16:00 | 0 | 0.49655 | 0.033867
2023-12-29 17:00 | 0 | 0.1954 | 0.030033
2023-12-29 18:00 | 0 | 0.0045118 | 0.029417
2023-12-29 19:00 | 0 | 0 | 0.022333
2023-12-29 20:00 | 0 | 0 | 0.03105
2023-12-29 21:00 | 0 | 0 | 0.10735
2023-12-29 22:00 | 0 | 0 | 0.21142
2023-12-29 23:00 | 0 | 0 | 0.18865
2023-12-30 | 0 | 0 | 0.17317
2023-12-30 01:00 | 0 | 0 | 0.18697
2023-12-30 02:00 | 0 | 0 | 0.13833
2023-12-30 03:00 | 0 | 0 | 0.13485
2023-12-30 04:00 | 0 | 0 | 0.16542
2023-12-30 05:00 | 0 | 0.053048 | 0.1228
2023-12-30 06:00 | 0.16858 | 0.14324 | 0.089917
2023-12-30 07:00 | 0.6983 | 0.45709 | 0.0465
2023-12-30 08:00 | 0.86196 | 0.6547 | 0.066533
2023-12-30 09:00 | 0.94321 | 0.72546 | 0.1033
2023-12-30 10:00 | 0.95258 | 0.7833 | 0.094517
2023-12-30 11:00 | 0.95265 | 0.78814 | 0.033633
2023-12-30 12:00 | 0.9527 | 0.73732 | 0
2023-12-30 13:00 | 0.95262 | 0.55018 | 0
2023-12-30 14:00 | 0.50435 | 0.30505 | 0
2023-12-30 15:00 | 0 | 0.062642 | 0
2023-12-30 16:00 | 0 | 0.029258 | 0
2023-12-30 17:00 | 0 | 0.029332 | 0
2023-12-30 18:00 | 0 | 0 | 0
2023-12-30 19:00 | 0 | 0 | 0.11978
2023-12-30 20:00 | 0 | 0 | 0.016667
2023-12-30 21:00 | 0 | 0 | 0
2023-12-30 22:00 | 0 | 0 | 0.033483
2023-12-30 23:00 | 0 | 0 | 0.10135
2023-12-31 | 0 | 0 | 0.11887
2023-12-31 01:00 | 0 | 0 | 0.11968
2023-12-31 02:00 | 0 | 0 | 0.098417
2023-12-31 03:00 | 0 | 0 | 0.0474
2023-12-31 04:00 | 0 | 0 | 0.04005
2023-12-31 05:00 | 0 | 0.054897 | 0.045483
2023-12-31 06:00 | 0.12657 | 0.172 | 0.02155
2023-12-31 07:00 | 0.6932 | 0.35151 | 0.0067833
2023-12-31 08:00 | 0.85804 | 0.58255 | 0
2023-12-31 09:00 | 0.94134 | 0.75919 | 0.0015833
2023-12-31 10:00 | 0.95145 | 0.7911 | 0.0297
2023-12-31 11:00 | 0.95264 | 0.76578 | 0.0336
2023-12-31 12:00 | 0.95263 | 0.75712 | 0.0358
2023-12-31 13:00 | 0.85097 | 0.81029 | 0.0255
2023-12-31 14:00 | 0 | 0.68949 | 0.00045
2023-12-31 15:00 | 0 | 0.44484 | 0
2023-12-31 16:00 | 0 | 0.25975 | 0
2023-12-31 17:00 | 0 | 0.14834 | 0
2023-12-31 18:00 | 0 | 0.0048992 | 0
2023-12-31 19:00 | 0 | 0 | 0.074817
2023-12-31 20:00 | 0 | 0 | 0
2023-12-31 21:00 | 0 | 0 | 0
2023-12-31 22:00 | 0 | 0 | 0.029083
2023-12-31 23:00 | 0 | 0 | 0.19938

## Properties
Diese Seite fast alle vorprogrammierten Attribute die einzelne Klassen aufweisen können. Die genutzten Klassen werden unten in den BLAUEN Tabs definiert. Die genutzten Attribute werden mit Werten befüllt. Ungenutze Attribute haben den Default Wert der auf dieser Seite einsehbar ist. Die GELBEN Tabs dienen der Eingabe von Zeitreihen.
Component | Attribute | Type | Unit | Default | Status | Description
Buses | name | string | n/a | n/a | Input (required) | Unique name
Buses | v_nom | float | kV | 1 | Input (optional) | Nominal voltage
Buses | type | string | n/a | n/a | Input (optional) | Placeholder for bus type. Not yet implemented.
Buses | x | float | n/a | 0 | Input (optional) | Position (e.g. longitude); the Spatial Reference System Identifier (SRID) is set in network.srid.
Buses | y | float | n/a | 0 | Input (optional) | Position (e.g. latitude); the Spatial Reference System Identifier (SRID) is set in network.srid.
Buses | carrier | string | n/a | AC | Input (optional) | Energy carrier: can be "AC" or "DC" for electrical buses, or "heat" or "gas".
Buses | unit | string | n/a | None | Input (optional) | Unit of the busâ€™ carrier if the implicitly assumed unit ("MW") is inappropriate (e.g. "t/h", "MWh_th/h"). Only descriptive. Does not influence any PyPSA functions.
Buses | v_mag_pu_set | static or series | per unit | 1 | Input (optional) | Voltage magnitude set point, per unit of v_nom.
Buses | v_mag_pu_min | float | per unit | 0 | Input (optional) | Minimum desired voltage, per unit of v_nom. This is a placeholder attribute and is not currently used by any PyPSA functions.
Buses | v_mag_pu_max | float | per unit | inf | Input (optional) | Maximum desired voltage, per unit of v_nom. This is a placeholder attribute and is not currently used by any PyPSA functions.
Buses | control | string | n/a | PQ | Output | P,Q,V control strategy for PF, must be "PQ", "PV" or "Slack". Note that this attribute is an output inherited from the controls of the generators attached to the bus; setting it directly on the bus will not have any effect.
Buses | sub_network | string | n/a | n/a | Output | Name of connected sub-network to which bus belongs. This attribute is set by PyPSA in the function network.determine_network_topology(); do not set it directly by hand.
Buses | p | series | MW | 0 | Output | active power at bus (positive if net generation at bus)
Buses | q | series | MVar | 0 | Output | reactive power (positive if net generation at bus)
Buses | v_mag_pu | series | per unit | 1 | Output | Voltage magnitude, per unit of v_nom
Buses | v_ang | series | radians | 0 | Output | Voltage angle
Buses | marginal_price | series | currency/MWh | 0 | Output | Locational marginal price from LOPF from power balance constraint
Carriers | name | string | n/a | n/a | Input (required) | Unique name
Carriers | co2_emissions | float | tonnes/MWh | 0 | Input (optional) | Emissions in CO2-tonnes-equivalent per MWh of primary energy (e.g. methane has 0.2 tonnes_CO2/MWh_thermal).
Carriers | color | string | n/a | n/a | Input (optional) | plotting color
Carriers | nice_name | string | n/a | n/a | Input (optional) | More precise descriptive name
Carriers | max_growth | float | MW | inf | Input (optional) | maximum new installed capacity per investment period
Carriers | max_relative_growth | float | MW | 0 | Input (optional) | maximum capacity ratio for new installed capacity per investment period (in addition to max_growth)
Generators | attribute | type | unit | default | status | description
Generators | name | string | n/a | n/a | Input (required) | Unique name
Generators | bus | string | n/a | n/a | Input (required) | name of bus to which generator is attached
Generators | control | string | n/a | PQ | Input (optional) | P,Q,V control strategy for PF, must be "PQ", "PV" or "Slack".
Generators | type | string | n/a | n/a | Input (optional) | Placeholder for generator type. Not yet implemented.
Generators | p_nom | float | MW | 0 | Input (optional) | Nominal power for limits in optimization.
Generators | p_nom_extendable | boolean | n/a | False | Input (optional) | Switch to allow capacity p_nom to be extended in optimization.
Generators | p_nom_min | float | MW | 0 | Input (optional) | If p_nom is extendable in optimization, set its minimum value.
Generators | p_nom_max | float | MW | inf | Input (optional) | If p_nom is extendable in optimization, set its maximum value (e.g. limited by technical potential).
Generators | p_min_pu | static or series | per unit | 0 | Input (optional) | The minimum output for each snapshot per unit of p_nom for the optimization (e.g. for variable renewable generators this can change due to weather conditions and compulsory feed-in; for conventional generators it represents a minimal dispatch). Note that if comittable is False and p_min_pu > 0, this represents a must-run condition.
Generators | p_max_pu | static or series | per unit | 1 | Input (optional) | The maximum output for each snapshot per unit of p_nom for the optimization (e.g. for variable renewable generators this can change due to weather conditions; for conventional generators it represents a maximum dispatch).
Generators | p_set | static or series | MW | 0 | Input (optional) | active power set point (for PF)
Generators | q_set | static or series | MVar | 0 | Input (optional) | reactive power set point (for PF)
Generators | sign | float | n/a | 1 | Input (optional) | power sign
Generators | carrier | string | n/a | n/a | Input (optional) | Prime mover energy carrier (e.g. coal, gas, wind, solar); required for global constraints on primary energy in optimization
Generators | marginal_cost | static or series | currency/MWh | 0 | Input (optional) | Marginal cost of production of 1 MWh.
Generators | marginal_cost_quadratic | static or series | currency/MWh | 0 | Input (optional) | Quadratic marginal cost of production of 1 MWh.
Generators | build_year | int | year | 0 | Input (optional) | build year
Generators | lifetime | float | years | inf | Input (optional) | lifetime
Generators | capital_cost | float | currency/MW | 0 | Input (optional) | Capital cost of extending p_nom by 1 MW.
Generators | efficiency | static or series | per unit | 1 | Input (optional) | Ratio between primary energy and electrical energy, e.g. takes value 0.4 MWh_elec/MWh_thermal for gas. This is required for global constraints on primary energy in optimization.
Generators | committable | boolean | n/a | False | Input (optional) | Use unit commitment (only possible if p_nom is not extendable).
Generators | start_up_cost | float | currency | 0 | Input (optional) | Cost to start up the generator. Only read if committable is True.
Generators | shut_down_cost | float | currency | 0 | Input (optional) | Cost to shut down the generator. Only read if committable is True.
Generators | stand_by_cost | static or series | currency/h | 0 | Input (optional) | Stand-by cost for operating the generator at null power output.
Generators | min_up_time | int | snapshots | 0 | Input (optional) | Minimum number of snapshots for status to be 1. Only read if committable is True.
Generators | min_down_time | int | snapshots | 0 | Input (optional) | Minimum number of snapshots for status to be 0. Only read if committable is True.
Generators | up_time_before | int | snapshots | 1 | Input (optional) | Number of snapshots that the generator was online before network.snapshots start. Only read if committable is True and min_up_time is non-zero.
Generators | down_time_before | int | snapshots | 0 | Input (optional) | Number of snapshots that the generator was offline before network.snapshots start. Only read if committable is True and min_down_time is non-zero.
Generators | ramp_limit_up | float | per unit | NaN | Input (optional) | Maximum active power increase from one snapshot to the next, per unit of the nominal power. Ignored if NaN.
Generators | ramp_limit_down | float | per unit | NaN | Input (optional) | Maximum active power decrease from one snapshot to the next, per unit of the nominal power. Ignored if NaN.
Generators | ramp_limit_start_up | float | per unit | 1 | Input (optional) | Maximum active power increase at start up, per unit of the nominal power. Only read if committable is True.
Generators | ramp_limit_shut_down | float | per unit | 1 | Input (optional) | Maximum active power decrease at shut down, per unit of the nominal power. Only read if committable is True.
Generators | weight | float | n/a | 1 | Input (optional) | Weighting of a generator. Only used for network clustering.
Generators | p | series | MW | 0 | Output | active power at bus (positive if net generation)
Generators | q | series | MVar | 0 | Output | reactive power (positive if net generation)
Generators | p_nom_opt | float | MW | 0 | Output | Optimised nominal power.
Generators | status | series | n/a | 1 | Output | Status (1 is on, 0 is off). Only outputted if committable is True.
Generators | mu_upper | series | currency/MWh | 0 | Output | Shadow price of upper p_nom limit
Generators | mu_lower | series | currency/MWh | 0 | Output | Shadow price of lower p_nom limit
Generators | mu_p_set | series | currency/MWh | 0 | Output | Shadow price of fixed power generation p_set
Generators | mu_ramp_limit_up | series | currency/MWh | 0 | Output | Shadow price of upper ramp up limit
Generators | mu_ramp_limit_down | series | currency/MWh | 0 | Output | Shadow price of lower ramp down limit
Constraints | name | string | n/a | n/a | Input (required) | Unique name
Constraints | type | string | n/a | primary_energy | Input (optional) | Type of constraint (only "primary energy", i.e. limits on the usage of primary energy before generator conversion, is supported at the moment)
Constraints | investment_period | float | n/a | NaN | Input (optional) | time period when the constraint is applied, if not specified, constraint is applied to all investment periods
Constraints | carrier_attribute | string | n/a | co2_emissions | Input (optional) | If the global constraint is connected with an energy carrier, name the associated carrier attribute. This must appear as a column in network.carriers.
Constraints | sense | string | n/a | == | Input (optional) | Constraint sense; must be one of <=, == or >=
Constraints | constant | float | n/a | 0 | Input (optional) | Constant for right-hand-side of constraint for optimisation period. For a CO2 constraint, this would be tonnes of CO2-equivalent emissions.
Constraints | mu | float | currency/constant | 0 | Output | Shadow price of global constraint
Links | attribute | type | unit | default | status | description
Links | name | string | n/a | n/a | Input (required) | Unique name
Links | bus0 | string | n/a | n/a | Input (required) | Name of first bus to which link is attached.
Links | bus1 | string | n/a | n/a | Input (required) | Name of other bus to which link is attached.
Links | type | string | n/a | n/a | Input (optional) | Placeholder for link type. Not yet implemented.
Links | carrier | string | n/a |  | Input (optional) | Energy carrier transported by the link: can be "DC" for electrical HVDC links, or "heat" or "gas" etc.
Links | efficiency | static or series | per unit | 1 | Input (optional) | Efficiency of power transfer from bus0 to bus1. (Can be time-dependent to represent temperature-dependent Coefficient of Performance of a heat pump from an electric to a heat bus.)
Links | build_year | int | year | 0 | Input (optional) | build year
Links | lifetime | float | years | inf | Input (optional) | lifetime
Links | p_nom | float | MW | 0 | Input (optional) | Limit of active power which can pass through link.
Links | p_nom_extendable | boolean | n/a | False | Input (optional) | Switch to allow capacity p_nom to be extended.
Links | p_nom_min | float | MW | 0 | Input (optional) | If p_nom is extendable, set its minimum value.
Links | p_nom_max | float | MW | inf | Input (optional) | If p_nom is extendable, set its maximum value (e.g. limited by potential).
Links | p_set | static or series | MW | 0 | Input (optional) | The dispatch set point for p0 of the link in PF.
Links | p_min_pu | static or series | per unit of p_nom | 0 | Input (optional) | Minimal dispatch (can also be negative) per unit of p_nom for the link.
Links | p_max_pu | static or series | per unit of p_nom | 1 | Input (optional) | Maximal dispatch (can also be negative) per unit of p_nom for the link.
Links | capital_cost | float | currency/MW | 0 | Input (optional) | Capital cost of extending p_nom by 1 MW.
Links | marginal_cost | static or series | currency/MWh | 0 | Input (optional) | Marginal cost of transfering 1 MWh (before efficiency losses) from bus0 to bus1. NB: marginal cost only makes sense if p_max_pu >= 0.
Links | marginal_cost_quadratic | static or series | currency/MWh | 0 | Input (optional) | Quadratic marginal cost for transferring 1 MWh (before efficiency losses) from bus0 to bus1.
Links | stand_by_cost | static or series | currency/h | 0 | Input (optional) | Stand-by cost for operating the link at null power flow.
Links | length | float | km | 0 | Input (optional) | Length of line, useful for calculating the capital cost.
Links | terrain_factor | float | per unit | 1 | Input (optional) | Terrain factor for increasing capital cost.
Links | committable | boolean | n/a | False | Input (optional) | Use unit commitment (only possible if p_nom is not extendable).
Links | start_up_cost | float | currency | 0 | Input (optional) | Cost to start up the link. Only read if committable is True.
Links | shut_down_cost | float | currency | 0 | Input (optional) | Cost to shut down the link. Only read if committable is True.
Links | min_up_time | int | snapshots | 0 | Input (optional) | Minimum number of snapshots for status to be 1. Only read if committable is True.
Links | min_down_time | int | snapshots | 0 | Input (optional) | Minimum number of snapshots for status to be 0. Only read if committable is True.
Links | up_time_before | int | snapshots | 1 | Input (optional) | Number of snapshots that the link was online before network.snapshots start. Only read if committable is True and min_up_time is non-zero.
Links | down_time_before | int | snapshots | 0 | Input (optional) | Number of snapshots that the link was offline before network.snapshots start. Only read if committable is True and min_down_time is non-zero.
Links | ramp_limit_up | float | per unit | NaN | Input (optional) | Maximum increase from one snapshot to the next, per unit of bus0 unit. Ignored if NaN.
Links | ramp_limit_down | float | per unit | NaN | Input (optional) | Maximum decrease from one snapshot to the next, per unit of bus0 unit. Ignored if NaN.
Links | ramp_limit_start_up | float | per unit | 1 | Input (optional) | Maximumincrease at start up, per unit of bus0 unit. Only read if committable is True.
Links | ramp_limit_shut_down | float | per unit | 1 | Input (optional) | Maximum decrease at shut down, per unit of bus0 unit. Only read if committable is True.
Links | p0 | series | MW | 0 | Output | Active power at bus0 (positive if branch is withdrawing power from bus0).
Links | p1 | series | MW | 0 | Output | Active power at bus1 (positive if branch is withdrawing power from bus1).
Links | p_nom_opt | float | MW | 0 | Output | Optimised capacity for active power.
Links | status | series | n/a | 1 | Output | Status (1 is on, 0 is off). Only outputted if committable is True.
Links | mu_lower | series | currency/MW | 0 | Output | Shadow price of lower p_nom limit -F \leq f. Always non-negative.
Links | mu_upper | series | currency/MW | 0 | Output | Shadow price of upper p_nom limit f \leq F. Always non-negative.
Links | mu_p_set | series | currency/MWh | 0 | Output | Shadow price of fixed power transmission p_set
Links | mu_ramp_limit_up | series | currency/MWh | 0 | Output | Shadow price of upper ramp up limit
Links | mu_ramp_limit_down | series | currency/MWh | 0 | Output | Shadow price of lower ramp down limit
Loads | attribute | type | unit | default | status | description
Loads | name | string | n/a | n/a | Input (required) | Unique name
Loads | bus | string | n/a | n/a | Input (required) | Name of bus to which load is attached.
Loads | carrier | string | n/a | n/a | Input (optional) | Energy carrier: can be "AC" or "DC" for electrical buses, or "heat" or "gas".
Loads | type | string | n/a | n/a | Input (optional) | Placeholder for load type. Not yet implemented.
Loads | p_set | static or series | MW | 0 | Input (optional) | Active power consumption (positive if the load is consuming power).
Loads | q_set | static or series | MVar | 0 | Input (optional) | Reactive power consumption (positive if the load is inductive).
Loads | sign | float | n/a | -1 | Input (optional) | power sign (opposite sign to generator)
Loads | p | series | MW | 0 | Output | active power at bus (positive if net load)
Loads | q | series | MVar | 0 | Output | reactive power (positive if net load)
Networks | attribute | type | unit | default | status | description
Networks | name | string | n/a | n/a | Input (required) | Unique name
Networks | snapshots | list or pandas.Index | n/a | ["now"] | Input (optional) | List of snapshots or time steps. All time-dependent series quantities are indexed by ``network.snapshots``. To reset the snapshots, call ``network.set_snapshots(new)``.
Networks | snapshot_weightings | pandas.DataFrame | hours | 1 | Input (optional) | The weightings applied to each snapshot, so that snapshots can represent more than one hour or fractions of one hour. The objective weightings are used to weight snapshots in the LOPF objective function. The store weightings determine the state of charge change for stores and storage units. The generator weightings are used when calculating global constraints.
Networks | investment_periods | pandas.Index | years | [] | Input (optional) | Time periods of investment. Only used for multi investment optimisation. Years have to be integer and increasing (e.g. [2025,2030,2035]). Default is an empty pd.Index([]).
Networks | investment_period_weightings | pandas.DataFrame | n/a | 1 | Input (optional) | Weightings applied to each investment period. Objective weightings are multiplied with all cost coefficients in the objective function of the respective investment period (e.g. used to include social discount rate). Years weighting denote the elapsed time until the subsequent investment period (e.g. used for global constraints CO2 emissions).
Networks | now | any | n/a | "now" | Input (optional) | The current snapshot/time/scenario, relevant e.g. when ``network.pf()`` is called without a snapshot argument.
Networks | srid | integer | n/a | 4326 | Input (optional) | Spatial Reference System Indentifier for x,y coordinates of buses. It defaults to standard longitude and latitude.
Networks | buses | pandas.DataFrame | n/a | n/a | Output | All static bus information compiled by PyPSA from inputs. Index is bus names, columns are bus attributes.
Networks | buses_t | dictionary of pandas.DataFrames | n/a | n/a | Output | All time-dependent bus information compiled by PyPSA from inputs. Dictionary keys are time-dependent series attributes, index is network.snapshots, columns are bus names.
Networks | lines | pandas.DataFrame | n/a | n/a | Output | All static line information compiled by PyPSA from inputs. Index is line names, columns are line attributes.
Networks | lines_t | dictionary of pandas.DataFrames | n/a | n/a | Output | All time-dependent line information compiled by PyPSA from inputs. Dictionary keys are time-dependent series attributes, index is network.snapshots, columns are line names.
Networks | components | pandas.DataFrame | n/a | n/a | Output | For each component type (buses, lines, etc.): static component information compiled by PyPSA from inputs. Index is component names, columns are component attributes.
Networks | components_t | dictionary of pandas.DataFrames | n/a | n/a | Output | For each component type (buses, lines, etc.): time-dependent component information compiled by PyPSA from inputs. Dictionary keys are time-dependent series attributes, index is network.snapshots, columns are component names.
Networks | branches() | pandas.DataFrame | n/a | n/a | Output | Dynamically generated concatenation of branch DataFrames: network.lines, network.transformers and network.links. Note that this is a copy and therefore changing entries will NOT update the original.
Networks | graph() | networkx. OrderedMultiGraph | n/a | n/a | Output | Graph of network.
Stores | name | string | n/a | n/a | Input (required) | Unique name
Stores | bus | string | n/a | n/a | Input (required) | Name of bus to which store is attached.
Stores | type | string | n/a | n/a | Input (optional) | Placeholder for store type. Not yet implemented.
Stores | carrier | string | n/a |  | Input (optional) | Energy carrier of the Store, e.g. "heat" or "gas".
Stores | e_nom | float | MWh | 0 | Input (optional) | Nominal energy capacity.
Stores | e_nom_extendable | boolean | n/a | False | Input (optional) | Switch to allow capacity e_nom to be extended in OPF.
Stores | e_nom_min | float | MWh | 0 | Input (optional) | If e_nom is extendable in OPF, set its minimum value.
Stores | e_nom_max | float | MWh | inf | Input (optional) | If e_nom is extendable in OPF, set its maximum value (e.g. limited by technical potential).
Stores | e_min_pu | static or series | per unit | 0 | Input (optional) | Minimal value of e relative to e_nom for the OPF.
Stores | e_max_pu | static or series | per unit | 1 | Input (optional) | Maximal value of e relative to e_nom for the OPF.
Stores | e_initial | float | MWh | 0 | Input (optional) | Energy before the snapshots in the OPF.
Stores | e_initial_per_period | boolean | n/a | False | Input (optional) | Switch: if True, then at the beginning of each investment period e is set to e_initial
Stores | e_cyclic | boolean | n/a | False | Input (optional) | Switch: if True, then e_initial is ignored and the initial energy is set to the final energy for the group of snapshots in the OPF.
Stores | e_cyclic_per_period | boolean | n/a | True | Input (optional) | Switch: if True, then the cyclic constraints are applied to each period (first snapshot level if multiindexed) separately.
Stores | p_set | static or series | MW | 0 | Input (optional) | active power set point (for PF)
Stores | q_set | static or series | MVar | 0 | Input (optional) | reactive power set point (for PF)
Stores | sign | float | n/a | 1 | Input (optional) | power sign
Stores | marginal_cost | static or series | currency/MWh | 0 | Input (optional) | Marginal cost of production of 1 MWh.
Stores | marginal_cost_quadratic | static or series | currency/MWh | 0 | Input (optional) | Quadratic marginal cost of production (discharge) of 1 MWh.
Stores | capital_cost | float | currency/MWh | 0 | Input (optional) | Capital cost of extending e_nom by 1 MWh.
Stores | standing_loss | static or series | per unit | 0 | Input (optional) | Losses per hour to energy.
Stores | build_year | int | year | 0 | Input (optional) | build year
Stores | lifetime | float | years | inf | Input (optional) | lifetime
Stores | p | series | MW | 0 | Output | active power at bus (positive if net generation)
Stores | q | series | MVar | 0 | Output | reactive power (positive if net generation)
Stores | e | series | MWh | 0 | Output | Energy as calculated by the OPF.
Stores | e_nom_opt | float | MWh | 0 | Output | Optimised nominal energy capacity outputed by OPF.
Stores | mu_upper | series | currency/MWh | 0 | Output | Shadow price of upper e_nom limit
Stores | mu_lower | series | currency/MWh | 0 | Output | Shadow price of lower e_nom limit
Stores | mu_energy_balance | series | currency/MWh | 0 | Output | Shadow price of storage consistency equations